## Cover
Central Electricity Regulatory Commission
Capital Cost Benchmarking for Transmission Sub-Station

## L
CERC
Capital Cost Benchmarking
Formatting of Headers / Dividers
| Sheet Header 1 | CERC | SheetHeader1
| Sheet Header 2 | Capital Cost Benchmarking | SheetHeader2
| Sheet Header 3 | Transmission Substations | SheetHeader3
| Header 1 | Header 1 | Header1
| Header 2 | Header 2 | Header2
| Header 3 | Header 3 | Header3
| Inputs Divider | Operational Assumptions | Inputs_Divider
| Table Heading 2 | Table Heading 2 | Table_Heading2
| Table Heading 3 | Table Heading 3
| Table Heading 4 | Table Heading 4
Individual Cell Assumptions
| Standard Assumption | 100 | Assumptions
| Offsheet Reference | 100 | Offsheet
| Flex Cell | 100 | Assumption_Flex
| Name Inputs | Cost Type | Technical_Input
| Technical Input | 1000 | Input
| Empy Cell |  | Empty_Cell
| Background for Flag | 0 | Flag
Infrastructure
| Sub-Total | Sub-Total | Sub-Total
| Line Total | 100 | Line_Summary
| Units | USD | Unit
| Operation Line (Non-Addition) | 100 | Line_Operation
| Operation (Addition / Total) | 100 | Line_Total
| Closing Balance | 100 | Line_ClosingBal
| Key Line | 100 | Line_Key
Development Styles
| WIP | W | WIP

## Computation_Sheet
CERC
Capital Cost Benchmarking
 | time axis 2006-01-01 to 2014-01-02
| Month and Year of Escalation | 2009-12-01
| Choose the Type of Compensation | Series Compensation -1- For D/CLine
| Total Cost of Sub-Station (INR Crore) | 30.7113
|  |  | Series Compensation -1- For D/CLine | Series Compensation -2 - For S/CLine

## User Guide
CERC
Capital Cost Benchmarking
| 1 | Please Select Computation_Sheet
| 2 | Select the type of compensation to be provided from drop down list in cell D8.
| 3 | Final Output shall be available in cell D11

## Actual Cost
CERC
Capital Cost Benchmarking
Sl No |  | Descripction & Ref No |  | C-14405-S162-3/P-154 & 155/LOA-I/2571 DT: 10-07-2008 | C-14405-S162-3/P-154 & 155/LOA-I/2571 DT: 10-07-2008 | C-13603-S162-3(R1)/LOA-I/2821 DT: 03/02/2009 | C-46205-S162-1/CA-I/2905 DT: 01-12-2008 | C-33020-S162-1/CA-I/3004 Dated 27.03.2009
B |  | Name of Sub-Station |  | Ballabhgarh | Luknow | Meerut | Raipur | Wardha
C |  | Name of Transmission line |  | Ballabhgarh - Kanpur D/C T/L - 40% | Lucknow - Gorakhpur D/C T/L - 30% | Tehri - Meerath 765 S/C kV - 50% | Raipur-Raigrah D/C T/L - 40% | Wadra -Raipur D/C line with Quad conductor - 40%
|  | B.O.Q |  | Unit Prices | Unit Prices | Unit Prices | Unit Prices | Unit Prices
|  | Base Date of Indices |  | *July-08 | *July-08 | *Feb-09 | *Dec-08 | *March-09
| S.No. | Particulars | Rate
1 | 1 | SF6 Bypass Circuit Breaker -3-Ph | INR Lakhs | 101.0085 | 86.2483 | 142.2429 | 87.0371 | 51.77
2 | 2 | Protective Spark Gap - forced triggered | INR Lakhs | 172.8517 | 104.7275 | 203.7021 | 129.8414 | 159.8756
3 | 3 | Damping Cirucit | INR Lakhs | 70.3346 | 43.8149 | 72.749 | 20.3353 | 53.6455
4 | 4 | Series Capacitor Bank | INR Lakhs | 366.3899 | 196.5864 | 328.6681 |  | 678.6681
5 | 5 | Disconnecting and Bypass Isolators (Individual Pole operated) Double Break. | INR Lakhs
a) | a) | 3-Ph, with one earth switch |  | 8.27 | 8.9564 | 8.8951 | 31.89 | 3.0901
b) | b) | 3-Ph, Without earth switch |  | 6.7735 | 7.2098 | 7.2468 | 26.1 | 2.4839
6 | 6 | Insulated platforms -3-Ph - Including Plot form & BPS Etc | INR Lakhs | 83.3621 | 77.4944 | 207.9761 | 154.0645 | 141.1579
7 | 7 | Metal Oxide Varistor, (MOV) including 10% Spare ( SA) | INR Lakhs | 83.5148 | 109.1088 | 88.2152 | 156.5371 | 90.7424
8 | 8 | Control & Protection Equipment excluding signal column | INR Lakhs | 172.193 | 172.193 | 161.135 | 175.1515 | 234.6582
9 | 9 | Current Transformer | INR Lakhs | 10.726 | 10.726 | 8.06 | 18.873 | 12.17
P0*(0.15+0.15*(iron&steel)+0.23*(Copper)+ 0.11*(Alluminum)+0.16*(Epoxy resin)+0.2*(Labour)
10 | 10 | Platform to ground signal transmission system | INR Lakhs | 21.2642 | 21.2642 | 25.988 | 36.3744 | 0
11 | 11 | Power supply Cubicles including ACDB & DCDB | INR Lakhs | 2.7682 | 2.7682 | 0 | 18.17 | 0
12 | 12 | Power and Control cables including cables including cable accessories for both the banks | INR Lakhs | 38.2266 | 37.3837 | 52.1834 | 43.0809 | 62.0676
13 | 13 | Bus bar material including post insulators, disc insulator strings, Hardwares, Conductor, Aluminium Tube, GI wire, clamps and connectors, Earthig materials etc. for 3 phases for both the banks | INR Lakhs | 70.143 | 74.7708 | 195.8698 | 191.7195 | 105.647
14 | 14 | Galvanised Steel Structures for 3 phases for both the banks | INR Lakhs | 12.6409 | 12.6409 | 52.9425 | 57.1937 | 45.2187
15 | 15 | Surge Arrrestor (390kV) for 400kV system | INR Lakhs | 1.4184 | 1.4184 | 1.4029 | 0 | 0
16 | 16 | Air conditioned kiosks for two banks | INR Lakhs | 10.2774 | 10.2774 | 0 | 14.2508 | 0
17 | 17 | Fire Protection System | INR Lakhs | 11.9603 | 11.9603 | 17.5847 | 14.4827 | 6.12
| 18 | Illuminination system | INR Lakhs | 0 | 0 | 5.76 | 0 | 4.49
18 | 19 | Mandatory Spares | INR Lakhs | 117.3613 | 139.9333 | 172.7474 | 143.6647 | 178.9666
19 | 20 | Civil Engineering Works | INR Lakhs | 156.9592 | 146.8849 | 459.1125 | 255.45 | 240.5517
20 | 21 | Errection Charges | INR Lakhs
a) | a) | SF6 Bypass Circuit Breaker (3-Ph) | INR Lakhs | 5.3 | 5.3 | 5.2673 | 9.1779 | 0.7003
b) | b) | Protective Spark Gap (forced triggered) | INR Lakhs | 0.4 | 0.4 | 0.39505 | 20.1393 | 0.47619
c) | c) | Damping Cirucit | INR Lakhs | 0.2 | 0.2 | 0.2 | 3.1542 | 0.8532
e) | d) | Series Capacitor Bank | INR Lakhs | 7.29 | 7.29 | 7.2426 | 0 | 10.2049
f) | e) | Disconnecting and Bypass Isolators (Individual Pole operated) Double Break. | INR Lakhs
i | f) | 3-Ph, with one earth switch | INR Lakhs | 0.265 | 0.265 | 0.26337 | 4.9465 | 0.04914
ii | g) | 3-Ph, Without earth switch | INR Lakhs | 0.265 | 0.265 | 0.26337 | 4.9453 | 0.0395
g) | h) | Insulated platforms -3-Ph - Including Plot form & BPS Etc | INR Lakhs | 6.36 | 6.36 | 2.37 | 0 | 4.4116
h) | i) | Metal Oxide Varistor, (MOV) including 10% Spare | INR Lakhs | 1.99 | 1.99 | 5.27 | 9.7178 | 0.19048
i) | j) | Control & Protection Equipment excluding signal column | INR Lakhs | 2.65 | 2.65 | 2.6337 | 8.0981 | 6.6667
j) | k) | Current Transformer | INR Lakhs | 1.1267 | 1.1267 | 1.12 | 2.9273 | 0.21
k) | l) | Platform to ground signal transmission system | INR Lakhs | 1.06 | 1.06 | 1.0535 | 5.6419 | 0
l) | m) | Power supply Cubictes including ACDB & DCDB | INR Lakhs | 0.27 | 0.27 | 1.8435 | 5.4 | 0
m) | n) | Power and Control cables including cables including cable accessories for both the banks | INR Lakhs | 5.97 | 5.97 | 5.9257 | 0 | 4.9018
n) | o) | Bus bar material including post insulators, disc insulator strings, Hardwares, Conductor, Aluminium Tube, GI wire, clamps and connectors, Earthig materials etc. for 3 phases for both the banks | INR Lakhs | 4.64 | 4.64 | 4.6089 | 0 | 3.4256
o) | p) | Galvanised Steel Structures for 3 phases for both the banks | INR Lakhs | 3.25 | 3.25 | 3.2262 | 0 | 3.785
p) | q) | Surge Arrrestor (390kV) for 400kV system | INR Lakhs | 0.29 | 0.29 | 0.28971 | 0 | 0
q) | r) | Air conditioned kiosks for two banks | INR Lakhs | 0.53 | 0.53 | 0 | 0 | 0
r) | s) | Fire Protection System | INR Lakhs | 0.1927 | 0.1927 | 5.2673 | 0 | 0.19272
| t) | Illuminination system | INR Lakhs | 0 | 0 | 0.66 | 0 | 0.71
s) | u) | Dismantling and re-erection of overhead stringing including insulator string along with necessary hardware etc. over the proposed installation of the series capacitor | INR Lakhs | 0.33139 | 0.33 | 0.32921 | 0 | 0

## Indices
CERC
Capital Cost Benchmarking
| S.No. | Particulars | Units | time axis 2002-01-01 to 2014-01-02
| 1 | Power Transformer
| a) | Copper | INR/ MT | 2002-01-01: 117662; 2003-08-01: 105116; 2004-03-01: 161583; 2004-07-01: 150346; 2004-08-01: 151962; 2004-09-01: 156101; 2004-10-01: 156101; 2004-11-01: 162132; 2005-01-01: 161959; 2005-05-01: 155105; 2005-08-01: 169400; 2005-09-01: 183947; 2006-01-01: 234065; 2006-02-01: 246882; 2006-03-01: 246187; 2006-04-01: 321694; 2006-05-01: 405017; 2006-06-01: 360240; 2006-07-01: 396727; 2006-08-01: 396250; 2006-09-01: 388127; 2006-10-01: 377445; 2006-11-01: 349767; 2006-12-01: 331319; 2007-01-01: 321137; 2007-02-01: 266730; 2007-03-01: 268199; 2007-04-01: 300799; 2007-05-01: 341326; 2007-06-01: 331023; 2007-07-01: 343064; 2007-08-01: 310398; 2007-09-01: 327855; 2007-10-01: 350128; 2007-11-01: 340897; 2007-12-01: 291788; 2008-01-01: 271169; 2008-02-01: 298979; 2008-03-01: 384365; 2008-04-01: 356028; 2008-05-01: 374688; 2008-06-01: 378574; 2008-07-01: 378065; 2008-08-01: 379097; 2008-09-01: 342410; 2008-10-01: 349353; 2008-11-01: 254789; 2008-12-01: 201489; 2009-01-01: 155954; 2009-02-01: 166808; 2009-03-01: 175396; 2009-04-01: 207578; 2009-05-01: 232254; 2009-06-01: 240138; 2009-07-01: 258059; 2009-08-01: 271982; 2009-09-01: 314505; 2009-10-01: 308032; 2009-11-01: 319423; 2009-12-01: 326293; 2010-01-01: 343582
| b) | Electrical Steel sheet -CRGO | INR/ MT | 2002-01-01: 125048; 2003-08-01: 82245; 2004-03-01: 84522; 2004-07-01: 96618; 2004-08-01: 82864; 2004-09-01: 84681; 2004-10-01: 84681; 2004-11-01: 86634; 2005-01-01: 101372; 2005-05-01: 161048; 2005-08-01: 188786; 2005-09-01: 212825; 2006-01-01: 200074; 2006-02-01: 195894; 2006-03-01: 194855; 2006-04-01: 221331; 2006-05-01: 204827; 2006-06-01: 203822; 2006-07-01: 212009; 2006-08-01: 210100; 2006-09-01: 209593; 2006-10-01: 200334; 2006-11-01: 203675; 2006-12-01: 198712; 2007-01-01: 200218; 2007-02-01: 195011; 2007-03-01: 196183; 2007-04-01: 191168; 2007-05-01: 182565; 2007-06-01: 185109; 2007-07-01: 219073; 2007-08-01: 198404; 2007-09-01: 209701; 2007-10-01: 191920; 2007-11-01: 192092; 2007-12-01: 195575; 2008-01-01: 188296; 2008-02-01: 194326; 2008-03-01: 231172; 2008-04-01: 195118; 2008-05-01: 203869; 2008-06-01: 212968; 2008-07-01: 215227; 2008-08-01: 225373; 2008-09-01: 229721; 2008-10-01: 243082; 2008-11-01: 238764; 2008-12-01: 230946; 2009-01-01: 250205; 2009-02-01: 228507; 2009-03-01: 237253; 2009-04-01: 222515; 2009-05-01: 219799; 2009-06-01: 186754; 2009-07-01: 187491; 2009-08-01: 182536; 2009-09-01: 170393; 2009-10-01: 164804; 2009-11-01: 162203; 2009-12-01: 157341; 2010-01-01: 152995
| c) | Iron & Steel | Index No | 2002-01-01: 137.6; 2003-08-01: 166.1; 2004-03-01: 198.7; 2004-07-01: 239.8; 2004-08-01: 242.9; 2004-09-01: 237.2; 2004-10-01: 237.2; 2004-11-01: 237.2; 2005-01-01: 239.9; 2005-05-01: 258.8; 2005-08-01: 256.3; 2005-09-01: 259.7; 2006-01-01: 257.9; 2006-02-01: 256.9; 2006-03-01: 233.4; 2006-04-01: 243.3; 2006-05-01: 226.2; 2006-06-01: 243.3; 2006-07-01: 243.9; 2006-08-01: 243.4; 2006-09-01: 250.8; 2006-10-01: 253.5; 2006-11-01: 254.9; 2006-12-01: 258.9; 2007-01-01: 259.3; 2007-02-01: 259.2; 2007-03-01: 259.9; 2007-04-01: 260.1; 2007-05-01: 261.2; 2007-06-01: 266.2; 2007-07-01: 268.3; 2007-08-01: 276.7; 2007-09-01: 276.7; 2007-10-01: 217.22; 2007-11-01: 276.7; 2007-12-01: 277.3; 2008-01-01: 277.9; 2008-02-01: 280.1; 2008-03-01: 280.6; 2008-04-01: 280; 2008-05-01: 287.4; 2008-06-01: 357.1; 2008-07-01: 354.6; 2008-08-01: 357.9; 2008-09-01: 353.67; 2008-10-01: 348.92; 2008-11-01: 341.61; 2008-12-01: 338.67; 2009-01-01: 330.6; 2009-02-01: 322.7; 2009-03-01: 319.1; 2009-04-01: 286.1; 2009-05-01: 289; 2009-06-01: 286; 2009-07-01: 286.2; 2009-08-01: 286.7; 2009-09-01: 286.4; 2009-10-01: 296.4; 2009-11-01: 288.1; 2009-12-01: 291.4; 2010-01-01: 291.3
| d) | Insulating Material | INR/ Kg | 2002-01-01: 185.45; 2003-08-01: 185.45; 2004-03-01: 310.82; 2004-07-01: 309.36; 2004-08-01: 287.76; 2004-09-01: 286.59; 2004-10-01: 286.59; 2004-11-01: 290.5; 2005-01-01: 346.69; 2005-05-01: 289.25; 2005-08-01: 251.56; 2005-09-01: 301.15; 2006-01-01: 286.83; 2006-02-01: 288.92; 2006-03-01: 300.68; 2006-04-01: 309.05; 2006-05-01: 308.45; 2006-06-01: 307,52; 2006-07-01: 306.86; 2006-08-01: 303.78; 2006-09-01: 302.1; 2006-10-01: 290.46; 2006-11-01: 287.38; 2006-12-01: 286.94; 2007-01-01: 286.94; 2007-02-01: 286.94; 2007-03-01: 286.94; 2007-04-01: 282.48; 2007-05-01: 282.48; 2007-06-01: 282.48; 2007-07-01: 331.53; 2007-08-01: 275.4; 2007-09-01: 305.11; 2007-10-01: 281.76; 2007-11-01: 281.17; 2007-12-01: 286.55; 2008-01-01: 302.69; 2008-02-01: 311.55; 2008-03-01: 365.31; 2008-04-01: 365; 2008-05-01: 373.71; 2008-06-01: 374.56; 2008-07-01: 389.66; 2008-08-01: 411.88; 2008-09-01: 406.98; 2008-10-01: 399.71; 2008-11-01: 392.28; 2008-12-01: 390.17; 2009-01-01: 387.81; 2009-02-01: 363.11; 2009-03-01: 359.59; 2009-04-01: 384.24; 2009-05-01: 373.24; 2009-06-01: 381.53; 2009-07-01: 392.25; 2009-08-01: 407.77; 2009-09-01: 408.76; 2009-10-01: 408.76; 2009-11-01: 403.14; 2009-12-01: 403.35; 2010-01-01: 405.91
| e) | Transformer Oil | INR/ KL | 2002-01-01: 35513; 2003-08-01: 39098; 2004-03-01: 24797; 2004-07-01: 26266; 2004-08-01: 27305; 2004-09-01: 27070; 2004-10-01: 27070; 2004-11-01: 28387; 2005-01-01: 28160; 2005-05-01: 25774; 2005-08-01: 26444; 2005-09-01: 32498; 2006-01-01: 34017; 2006-02-01: 34017; 2006-03-01: 36127; 2006-04-01: 38018; 2006-05-01: 38018; 2006-06-01: 40350; 2006-07-01: 40655; 2006-08-01: 42602; 2006-09-01: 42241; 2006-10-01: 43946; 2006-11-01: 41113; 2006-12-01: 38995; 2007-01-01: 38779; 2007-02-01: 38562; 2007-03-01: 38661; 2007-04-01: 38183; 2007-05-01: 36487; 2007-06-01: 35573; 2007-07-01: 35269; 2007-08-01: 32484; 2007-09-01: 36007; 2007-10-01: 49950; 2007-11-01: 35827; 2007-12-01: 35827; 2008-01-01: 36319; 2008-02-01: 38599; 2008-03-01: 39304; 2008-04-01: 39304; 2008-05-01: 40182; 2008-06-01: 45215; 2008-07-01: 49358; 2008-08-01: 56272; 2008-09-01: 59080; 2008-10-01: 56642; 2008-11-01: 54287; 2008-12-01: 53145; 2009-01-01: 52986; 2009-02-01: 49375; 2009-03-01: 46625; 2009-04-01: 46250; 2009-05-01: 45500; 2009-06-01: 44125; 2009-07-01: 44125; 2009-08-01: 47300; 2009-09-01: 47250; 2009-10-01: 50950; 2009-11-01: 50375; 2009-12-01: 49625; 2010-01-01: 50625
| f) | Labour | Index No. | 2002-01-01: 111.9552; 2003-08-01: 117.3648; 2004-03-01: 118.5408; 2004-07-01: 121.5984; 2004-08-01: 122.7744; 2004-09-01: 123.0096; 2004-10-01: 123.0096; 2004-11-01: 123.7152; 2005-01-01: 123.7152; 2005-05-01: 123.9504; 2005-08-01: 127.008; 2005-09-01: 127.4784; 2006-01-01: 130.0656; 2006-02-01: 129.1248; 2006-03-01: 129.5952; 2006-04-01: 130.7712; 2006-05-01: 130.7712; 2006-06-01: 130.7712; 2006-07-01: 131.712; 2006-08-01: 133.8288; 2006-09-01: 135.0048; 2006-10-01: 135.0048; 2006-11-01: 136.1808; 2006-12-01: 138.2976; 2007-01-01: 138.3; 2007-02-01: 138.3; 2007-03-01: 138.3; 2007-04-01: 139.3889; 2007-05-01: 138.3; 2007-06-01: 139.3889; 2007-07-01: 132.0093; 2007-08-01: 133.0094; 2007-09-01: 133.0094; 2007-10-01: 144.8832; 2007-11-01: 144.8338; 2007-12-01: 145.9228; 2008-01-01: 145.9228; 2008-02-01: 145.9228; 2008-03-01: 138.0097; 2008-04-01: 147; 2008-05-01: 149.19; 2008-06-01: 150.28; 2008-07-01: 151.37; 2008-08-01: 152.46; 2008-09-01: 147.25; 2008-10-01: 149.3073; 2008-11-01: 150.337; 2008-12-01: 150.337; 2009-01-01: 147.0093; 2009-02-01: 148; 2009-03-01: 148; 2009-04-01: 150.64; 2009-05-01: 151; 2009-06-01: 153; 2009-07-01: 160; 2009-08-01: 162; 2009-09-01: 163; 2009-10-01: 165; 2009-11-01: 168; 2009-12-01: 168
| 2 | LT Transformer |  | 2004-10-01: 286.59
| a) | Copper | INR/ MT | 2002-01-01: 117662; 2003-08-01: 105116; 2004-03-01: 161583; 2004-07-01: 150346; 2004-08-01: 151962; 2004-09-01: 156101; 2004-10-01: 156101; 2004-11-01: 162132; 2005-01-01: 161959; 2005-05-01: 155105; 2005-08-01: 169400; 2005-09-01: 183947; 2006-01-01: 234065; 2006-02-01: 246882; 2006-03-01: 246187; 2006-04-01: 321694; 2006-05-01: 405017; 2006-06-01: 360240; 2006-07-01: 396727; 2006-08-01: 396250; 2006-09-01: 388127; 2006-10-01: 377445; 2006-11-01: 349767; 2006-12-01: 331319; 2007-01-01: 321137; 2007-02-01: 266730; 2007-03-01: 268199; 2007-04-01: 300799; 2007-05-01: 341326; 2007-06-01: 331023; 2007-07-01: 343064; 2007-08-01: 310398; 2007-09-01: 327855; 2007-10-01: 350128; 2007-11-01: 340897; 2007-12-01: 291788; 2008-01-01: 271169; 2008-02-01: 298979; 2008-03-01: 384365; 2008-04-01: 356028; 2008-05-01: 374688; 2008-06-01: 378574; 2008-07-01: 378065; 2008-08-01: 379097; 2008-09-01: 342410; 2008-10-01: 349353; 2008-11-01: 254789; 2008-12-01: 201489; 2009-01-01: 155954; 2009-02-01: 166808; 2009-03-01: 175396; 2009-04-01: 207578; 2009-05-01: 232254; 2009-06-01: 240138; 2009-07-01: 258059; 2009-08-01: 271982; 2009-09-01: 314505; 2009-10-01: 308032; 2009-11-01: 319423; 2009-12-01: 326293; 2010-01-01: 343582
| b) | Electrical Steel sheet -CRGO | INR/ MT | 2002-01-01: 125048; 2003-08-01: 82245; 2004-03-01: 84522; 2004-07-01: 96618; 2004-08-01: 82864; 2004-09-01: 84681; 2004-10-01: 84681; 2004-11-01: 86634; 2005-01-01: 101372; 2005-05-01: 161048; 2005-08-01: 188786; 2005-09-01: 212825; 2006-01-01: 200074; 2006-02-01: 195894; 2006-03-01: 194855; 2006-04-01: 221331; 2006-05-01: 204827; 2006-06-01: 203822; 2006-07-01: 212009; 2006-08-01: 210100; 2006-09-01: 209593; 2006-10-01: 200334; 2006-11-01: 203675; 2006-12-01: 198712; 2007-01-01: 200218; 2007-02-01: 195011; 2007-03-01: 196183; 2007-04-01: 191168; 2007-05-01: 182565; 2007-06-01: 185109; 2007-07-01: 219073; 2007-08-01: 198404; 2007-09-01: 209701; 2007-10-01: 215120; 2007-11-01: 192092; 2007-12-01: 195575; 2008-01-01: 188296; 2008-02-01: 194326; 2008-03-01: 231172; 2008-04-01: 195118; 2008-05-01: 203689; 2008-06-01: 212968; 2008-07-01: 215227; 2008-08-01: 225373; 2008-09-01: 229721; 2008-10-01: 243082; 2008-11-01: 238764; 2008-12-01: 230946; 2009-01-01: 250205; 2009-02-01: 228507; 2009-03-01: 237253; 2009-04-01: 222515; 2009-05-01: 219799; 2009-06-01: 186754; 2009-07-01: 187491; 2009-08-01: 182536; 2009-09-01: 170393; 2009-10-01: 164804; 2009-11-01: 162203; 2009-12-01: 157341; 2010-01-01: 152995
| c) | Iron & Steel | Index No | 2002-01-01: 137.6; 2003-08-01: 166.1; 2004-03-01: 198.7; 2004-07-01: 239.8; 2004-08-01: 242.9; 2004-09-01: 237.2; 2004-10-01: 237.2; 2004-11-01: 237.2; 2005-01-01: 239.9; 2005-05-01: 258.8; 2005-08-01: 256.3; 2005-09-01: 259.7; 2006-01-01: 257.9; 2006-02-01: 256.9; 2006-03-01: 233.4; 2006-04-01: 243.3; 2006-05-01: 226.2; 2006-06-01: 243.3; 2006-07-01: 243.9; 2006-08-01: 243.4; 2006-09-01: 250.8; 2006-10-01: 253.5; 2006-11-01: 254.9; 2006-12-01: 258.9; 2007-01-01: 259.3; 2007-02-01: 259.2; 2007-03-01: 259.9; 2007-04-01: 260.1; 2007-05-01: 261.2; 2007-06-01: 266.2; 2007-07-01: 268.3; 2007-08-01: 276.7; 2007-09-01: 276.7; 2007-10-01: 217.22; 2007-11-01: 276.7; 2007-12-01: 277.3; 2008-01-01: 277.9; 2008-02-01: 280.1; 2008-03-01: 280.6; 2008-04-01: 280; 2008-05-01: 387.4; 2008-06-01: 357.1; 2008-07-01: 354.6; 2008-08-01: 357.9; 2008-09-01: 353.67; 2008-10-01: 348.92; 2008-11-01: 341.61; 2008-12-01: 338.67; 2009-01-01: 330.6; 2009-02-01: 322.7; 2009-03-01: 319.1; 2009-04-01: 286.1; 2009-05-01: 289; 2009-06-01: 286; 2009-07-01: 286.2; 2009-08-01: 286.7; 2009-09-01: 286.4; 2009-10-01: 296.4; 2009-11-01: 288.1; 2009-12-01: 291.4; 2010-01-01: 291.3
| d) | Insulating Material | INR/ Kg | 2002-01-01: 185.45; 2003-08-01: 185.45; 2004-03-01: 310.82; 2004-07-01: 309.36; 2004-08-01: 287.76; 2004-09-01: 286.59; 2004-10-01: 286.59; 2004-11-01: 290.5; 2005-01-01: 346.69; 2005-05-01: 289.25; 2005-08-01: 251.56; 2005-09-01: 301.15; 2006-01-01: 286.83; 2006-02-01: 288.92; 2006-03-01: 300.68; 2006-04-01: 309.05; 2006-05-01: 308.45; 2006-06-01: 307.52; 2006-07-01: 306.86; 2006-08-01: 303.78; 2006-09-01: 302.1; 2006-10-01: 290.46; 2006-11-01: 287.38; 2006-12-01: 286.94; 2007-01-01: 286.94; 2007-02-01: 286.94; 2007-03-01: 286.94; 2007-04-01: 282.48; 2007-05-01: 282.48; 2007-06-01: 282.48; 2007-07-01: 331.53; 2007-08-01: 275.4; 2007-09-01: 305.11; 2007-10-01: 281.76; 2007-11-01: 281.17; 2007-12-01: 286.55; 2008-01-01: 302.69; 2008-02-01: 311.55; 2008-03-01: 375.31; 2008-04-01: 365; 2008-05-01: 373.31; 2008-06-01: 374.56; 2008-07-01: 389.66; 2008-08-01: 411.88; 2008-09-01: 406.98; 2008-10-01: 399.71; 2008-11-01: 392.28; 2008-12-01: 390.17; 2009-01-01: 387.81; 2009-02-01: 363.11; 2009-03-01: 359.59; 2009-04-01: 384.24; 2009-05-01: 373.24; 2009-06-01: 381.53; 2009-07-01: 392.25; 2009-08-01: 407.77; 2009-09-01: 408.76; 2009-10-01: 408.76; 2009-11-01: 403.14; 2009-12-01: 403.35; 2010-01-01: 405.91
| e) | Transformer Oil | INR/ KL | 2002-01-01: 35513; 2003-08-01: 39098; 2004-03-01: 24797; 2004-07-01: 26266; 2004-08-01: 27305; 2004-09-01: 27070; 2004-10-01: 27070; 2004-11-01: 28387; 2005-01-01: 28160; 2005-05-01: 25774; 2005-08-01: 26444; 2005-09-01: 32498; 2006-01-01: 34017; 2006-02-01: 34017; 2006-03-01: 36127; 2006-04-01: 38018; 2006-05-01: 38018; 2006-06-01: 40350; 2006-07-01: 40655; 2006-08-01: 42602; 2006-09-01: 42241; 2006-10-01: 43946; 2006-11-01: 41113; 2006-12-01: 38995; 2007-01-01: 38779; 2007-02-01: 38562; 2007-03-01: 38661; 2007-04-01: 38183; 2007-05-01: 36487; 2007-06-01: 35573; 2007-07-01: 35704; 2007-08-01: 35269; 2007-09-01: 37131; 2007-10-01: 49950; 2007-11-01: 35827; 2007-12-01: 35827; 2008-01-01: 36319; 2008-02-01: 38599; 2008-03-01: 39304; 2008-04-01: 39304; 2008-05-01: 40182; 2008-06-01: 45215; 2008-07-01: 49538; 2008-08-01: 56272; 2008-09-01: 59080; 2008-10-01: 56642; 2008-11-01: 54287; 2008-12-01: 53145; 2009-01-01: 52986; 2009-02-01: 49375; 2009-03-01: 46625; 2009-04-01: 46250; 2009-05-01: 45500; 2009-06-01: 44125; 2009-07-01: 44125; 2009-08-01: 47300; 2009-09-01: 47250; 2009-10-01: 50950; 2009-11-01: 50375; 2009-12-01: 49625; 2010-01-01: 50625
| f) | Labour | Index No. | 111.9552 | 0 | 0 | 0 | 0 | 0 | 0 | 0 | 0 | 0 | 0 | 0 | 0 | 0 | 0 | 0 | 0 | 0 | 0 | 117.3648 |  | 0 | 0 | 0 | 0 | 0 | 118.5408 | 0 |  | 0 | 121.5984 | 122.7744 | 123.0096 | 123.0096 | 123.7152 | 0 | 123.7152 | 0 | 0 | 0 | 123.9504 | 0 | 0 | 127.008 | 127.4784 | 0 | 0 | 0 | 130.0656 | 129.1248 | 129.5952 | 130.7712 | 130.7712 | 130.7712 | 131.712 | 133.8288 | 135.0048 | 135.0048 | 136.1808 | 138.2976 | 138.3 | 138.3 | 138.3 | 139.3889 | 138.3 | 139.3889 | 132.0093 | 133.0094 | 133.0094 | 144.8832 | 144.8338 | 145.9228 | 145.9228 | 145.9228 | 138.0097 | 147 | 149.19 | 150.28 | 151.3677 | 152.46 | 147.25 | 149.3073 | 150.337 | 150.337 | 147.0093 | 148 | 148 | 150.64 | 151 | 153 | 160 | 162 | 163 | 165 | 168 | 168
| 3 | Circuit Breaker
| a) | Iron & Steel | Index No. | 2002-01-01: 137.6; 2003-08-01: 166.1; 2004-03-01: 198.7; 2004-08-01: 242.9; 2004-09-01: 237.2; 2004-11-01: 237.2; 2005-05-01: 258.8; 2005-08-01: 256.3; 2006-01-01: 257.9; 2006-02-01: 256.9; 2006-03-01: 233.4; 2006-04-01: 243.3; 2006-05-01: 226.2; 2006-06-01: 243.3; 2006-07-01: 243.9; 2006-08-01: 243.4; 2006-09-01: 250.8; 2006-10-01: 253.5; 2006-11-01: 254.9; 2006-12-01: 258.9; 2007-01-01: 259.3; 2007-02-01: 259.2; 2007-03-01: 259.9; 2007-04-01: 260.1; 2007-05-01: 261.2; 2007-06-01: 266.2; 2007-07-01: 267.2; 2007-08-01: 268.7; 2007-09-01: 268.3; 2007-10-01: 217.22; 2007-11-01: 276.7; 2007-12-01: 277.3; 2008-01-01: 277.9; 2008-02-01: 280.13; 2008-03-01: 280.6; 2008-04-01: 280.6; 2008-05-01: 287.4; 2008-06-01: 357.1; 2008-07-01: 354.6; 2008-08-01: 357; 2008-09-01: 353.67; 2008-10-01: 348.92; 2008-11-01: 341.61; 2008-12-01: 338.67; 2009-01-01: 330.6; 2009-02-01: 322.7; 2009-03-01: 319.1; 2009-04-01: 286.1; 2009-05-01: 289; 2009-06-01: 286; 2009-07-01: 286.2; 2009-08-01: 286.7; 2009-09-01: 286.4; 2009-10-01: 296.4; 2009-11-01: 288.1; 2009-12-01: 291.4; 2010-01-01: 291.3
| b) | Copper | INR/ MT | 2002-01-01: 117662; 2003-08-01: 121706; 2004-03-01: 180263; 2004-08-01: 170202; 2004-09-01: 171962; 2004-11-01: 171962; 2005-05-01: 174024; 2005-08-01: 196067; 2006-01-01: 245956; 2006-02-01: 246882; 2006-03-01: 246187; 2006-04-01: 321694; 2006-05-01: 405017; 2006-06-01: 360240; 2006-07-01: 396727; 2006-08-01: 396250; 2006-09-01: 388127; 2006-10-01: 377445; 2006-11-01: 349767; 2006-12-01: 331319; 2007-01-01: 321137; 2007-02-01: 266730; 2007-03-01: 268199; 2007-04-01: 300799; 2007-05-01: 341326; 2007-06-01: 331023; 2007-07-01: 327276; 2007-08-01: 343064; 2007-09-01: 328486; 2007-10-01: 350128; 2007-11-01: 299451; 2007-12-01: 283695; 2008-01-01: 302578; 2008-02-01: 340650; 2008-03-01: 384365; 2008-04-01: 3,56,028; 2008-05-01: 374688; 2008-06-01: 378574; 2008-07-01: 378065; 2008-08-01: 379097; 2008-09-01: 342410; 2008-10-01: 349353; 2008-11-01: 254789; 2008-12-01: 201489; 2009-01-01: 155954; 2009-02-01: 166808; 2009-03-01: 175396; 2009-04-01: 207578; 2009-05-01: 232254; 2009-06-01: 240138; 2009-07-01: 258059; 2009-08-01: 271982; 2009-09-01: 314505; 2009-10-01: 308032; 2009-11-01: 319423; 2009-12-01: 326293; 2010-01-01: 343582
| c) | Aluminium | INR/ MT | 2002-01-01: 104050; 2003-08-01: 107950; 2004-03-01: 109025; 2004-08-01: 114325; 2004-09-01: 117325; 2004-11-01: 117325; 2005-05-01: 124650; 2005-08-01: 117050; 2006-01-01: 140300; 2006-02-01: 146300; 2006-03-01: 147800; 2006-04-01: 148800; 2006-05-01: 161800; 2006-06-01: 161800; 2006-07-01: 153300; 2006-08-01: 153800; 2006-09-01: 155300; 2006-10-01: 154800; 2006-11-01: 166300; 2006-12-01: 162300; 2007-01-01: 166300; 2007-02-01: 162900; 2007-03-01: 162900; 2007-04-01: 160400; 2007-05-01: 159400; 2007-06-01: 155900; 2007-07-01: 152900; 2007-08-01: 155900; 2007-09-01: 148900; 2007-10-01: 145900; 2007-11-01: 147400; 2007-12-01: 144900; 2008-01-01: 141400; 2008-02-01: 143400; 2008-03-01: 141317; 2008-04-01: 1,63,400; 2008-05-01: 167400; 2008-06-01: 175400; 2008-07-01: 174400; 2008-08-01: 178400; 2008-09-01: 167410; 2008-10-01: 159465; 2008-11-01: 151836; 2008-12-01: 141398; 2009-01-01: 131900; 2009-02-01: 128400; 2009-03-01: 128400; 2009-04-01: 128400; 2009-05-01: 131400; 2009-06-01: 126900; 2009-07-01: 132400; 2009-08-01: 144650; 2009-09-01: 150650; 2009-10-01: 146650; 2009-11-01: 148150; 2009-12-01: 151150; 2010-01-01: 162650
| d) | Epoxy Resin | INR/ Kg | 2002-01-01: 168; 2003-08-01: 168; 2004-03-01: 168; 2004-08-01: 168; 2004-09-01: 168; 2004-11-01: 168; 2005-05-01: 168; 2005-08-01: 168; 2006-01-01: 168; 2006-02-01: 168; 2006-03-01: 168; 2006-04-01: 168; 2006-05-01: 168; 2006-06-01: 168; 2006-07-01: 180; 2006-08-01: 180; 2006-09-01: 180; 2006-10-01: 180; 2006-11-01: 180; 2006-12-01: 198; 2007-01-01: 198; 2007-02-01: 198; 2007-03-01: 198; 2007-04-01: 198; 2007-05-01: 198; 2007-06-01: 198; 2007-07-01: 198; 2007-08-01: 198; 2007-09-01: 198; 2007-10-01: 198; 2007-11-01: 198; 2007-12-01: 198; 2008-01-01: 198; 2008-02-01: 198; 2008-03-01: 198; 2008-04-01: 198; 2008-05-01: 198; 2008-06-01: 198; 2008-07-01: 198; 2008-08-01: 198; 2008-09-01: 198; 2008-10-01: 198; 2008-11-01: 198; 2008-12-01: 198; 2009-01-01: 198; 2009-02-01: 198; 2009-03-01: 188; 2009-04-01: 188; 2009-05-01: 188; 2009-06-01: 188; 2009-07-01: 188; 2009-08-01: 188; 2009-09-01: 188; 2009-10-01: 188; 2009-11-01: 188; 2009-12-01: 188; 2010-01-01: 188
| e) | Labour | Index No. | 111.9552 | 0 | 0 | 0 | 0 | 0 | 0 | 0 | 0 | 0 | 0 | 0 | 0 | 0 | 0 | 0 | 0 | 0 | 0 | 117.3648 |  | 0 | 0 | 0 | 0 | 0 | 118.5408 | 0 |  | 0 | 121.5984 | 122.7744 | 123.0096 |  | 123.7152 | 0 | 123.7152 | 0 | 0 | 0 | 123.9504 | 0 | 0 | 127.008 | 127.4784 | 0 | 0 | 0 | 130.0656 | 129.1248 | 129.5952 | 130.7712 | 130.7712 | 130.7712 | 131.712 | 133.8288 | 135.0048 | 135.0048 | 136.1808 | 138.2976 | 138.3 | 138.3 | 138.3 | 139.3889 | 138.3 | 139.3889 | 132.0093 | 133.0094 | 133.0094 | 144.8832 | 144.8338 | 145.9228 | 145.9228 | 145.9228 | 138.0097 | 147 | 149.19 | 150.28 | 151.37 | 152.46 | 147.25 | 149.3073 | 150.337 | 150.337 | 147.0093 | 148 | 148 | 150.64 | 151 | 153 | 160 | 162 | 163 | 165 | 168 | 168
| 4 | Current Transformer and Voltage Transformer
| a) | Index INSLR | Index No | 2002-01-01: 116.16; 2003-08-01: 122.14; 2004-03-01: 131.81; 2004-08-01: 138.48; 2004-09-01: 142.91; 2004-11-01: 145.26; 2005-05-01: 173.25; 2005-08-01: 181.11; 2006-01-01: 136.69; 2006-02-01: 136.24; 2006-03-01: 134.1; 2006-04-01: 133.93; 2006-05-01: 134.42; 2006-06-01: 137.6; 2006-07-01: 138.99; 2006-08-01: 139.25; 2006-09-01: 141.91; 2006-10-01: 142.76; 2006-11-01: 143.83; 2006-12-01: 144.08; 2007-01-01: 143.74; 2007-02-01: 142.89; 2007-03-01: 144.33; 2007-04-01: 143.95; 2007-05-01: 143.74; 2007-06-01: 144.43; 2007-07-01: 144.78; 2007-08-01: 144.88; 2007-09-01: 144.72; 2007-10-01: 144.79; 2007-11-01: 145.71; 2007-12-01: 146.4; 2008-01-01: 148.13; 2008-02-01: 148.18; 2008-03-01: 148.21; 2008-04-01: 148.21; 2008-05-01: 150.71; 2008-06-01: 159.36; 2008-07-01: 160.11; 2008-08-01: 167.71; 2008-09-01: 170.33; 2008-10-01: 171.24; 2008-11-01: 168.45; 2008-12-01: 164.89; 2009-01-01: 161.94; 2009-02-01: 157.02; 2009-03-01: 159.87; 2009-04-01: 150.87; 2009-05-01: 150.64; 2009-06-01: 150.7; 2009-07-01: 153.18; 2009-08-01: 153.63; 2009-09-01: 156.06; 2009-10-01: 157.95; 2009-11-01: 157.56; 2009-12-01: 158.03; 2010-01-01: 159.31
| b) | Iron & Steel | Index No | 2002-01-01: 137.6; 2003-08-01: 166.1; 2004-03-01: 198.7; 2004-08-01: 242.9; 2004-09-01: 237.2; 2004-11-01: 237.2; 2005-05-01: 258.8; 2005-08-01: 256.3; 2006-01-01: 257.9; 2006-02-01: 256.9; 2006-03-01: 233.4; 2006-04-01: 243.3; 2006-05-01: 226.2; 2006-06-01: 243.3; 2006-07-01: 243.9; 2006-08-01: 243.4; 2006-09-01: 250.8; 2006-10-01: 253.5; 2006-11-01: 254.9; 2006-12-01: 258.9; 2007-01-01: 259.3; 2007-02-01: 259.2; 2007-03-01: 259.9; 2007-04-01: 260.1; 2007-05-01: 261.2; 2007-06-01: 266.2; 2007-07-01: 267.2; 2007-08-01: 268.7; 2007-09-01: 268.3; 2007-10-01: 217.22; 2007-11-01: 276.7; 2007-12-01: 277.3; 2008-01-01: 277.9; 2008-02-01: 280.13; 2008-03-01: 280.6; 2008-04-01: 280.6; 2008-05-01: 287.4; 2008-06-01: 357.1; 2008-07-01: 354.6; 2008-08-01: 357.9; 2008-09-01: 353.67; 2008-10-01: 348.92; 2008-11-01: 341.61; 2008-12-01: 338.67; 2009-01-01: 330.6; 2009-02-01: 322.7; 2009-03-01: 319.1; 2009-04-01: 286.1; 2009-05-01: 289; 2009-06-01: 286; 2009-07-01: 286.2; 2009-08-01: 286.7; 2009-09-01: 286.4; 2009-10-01: 296.4; 2009-11-01: 288.1; 2009-12-01: 291.4; 2010-01-01: 291.3
| c) | Transformer Oil | INR/ KL | 2002-01-01: 35513; 2003-08-01: 39098; 2004-03-01: 40560; 2004-08-01: 43210; 2004-09-01: 43435; 2004-11-01: 44335; 2005-05-01: 39160; 2005-08-01: 39923; 2006-01-01: 34017; 2006-02-01: 34017; 2006-03-01: 36127; 2006-04-01: 38018; 2006-05-01: 38018; 2006-06-01: 40350; 2006-07-01: 40655; 2006-08-01: 42602; 2006-09-01: 42241; 2006-10-01: 43946; 2006-11-01: 41113; 2006-12-01: 38995; 2007-01-01: 38779; 2007-02-01: 38562; 2007-03-01: 38661; 2007-04-01: 38183; 2007-05-01: 36487; 2007-06-01: 35573; 2007-07-01: 35704; 2007-08-01: 35269; 2007-09-01: 37131; 2007-10-01: 49950; 2007-11-01: 35827; 2007-12-01: 35827; 2008-01-01: 36319; 2008-02-01: 38599; 2008-03-01: 39304; 2008-04-01: 39304; 2008-05-01: 40182; 2008-06-01: 45215; 2008-07-01: 49538; 2008-08-01: 56272; 2008-09-01: 59080; 2008-10-01: 56642; 2008-11-01: 54287; 2008-12-01: 53145; 2009-01-01: 52986; 2009-02-01: 49375; 2009-03-01: 46625; 2009-04-01: 46250; 2009-05-01: 45500; 2009-06-01: 44125; 2009-07-01: 44125; 2009-08-01: 47300; 2009-09-01: 47250; 2009-10-01: 50950; 2009-11-01: 50375; 2009-12-01: 49625; 2010-01-01: 50625
| d) | Index No.for Insulator | Index No | 2002-01-01: 116.16; 2003-08-01: 122.14; 2004-03-01: 131.81; 2004-08-01: 138.48; 2004-09-01: 142.91; 2004-11-01: 145.26; 2005-05-01: 173.25; 2005-08-01: 181.11; 2006-01-01: 136.69; 2006-02-01: 136.24; 2006-03-01: 134.1; 2006-04-01: 133.93; 2006-05-01: 134.42; 2006-06-01: 137.6; 2006-07-01: 138.99; 2006-08-01: 139.25; 2006-09-01: 141.91; 2006-10-01: 142.76; 2006-11-01: 143.83; 2006-12-01: 144.08; 2007-01-01: 143.74; 2007-02-01: 142.89; 2007-03-01: 144.33; 2007-04-01: 143.95; 2007-05-01: 143.74; 2007-06-01: 144.43; 2007-07-01: 144.78; 2007-08-01: 144.88; 2007-09-01: 144.72; 2007-10-01: 144.79; 2007-11-01: 145.71; 2007-12-01: 146.4; 2008-01-01: 148.13; 2008-02-01: 148.18; 2008-03-01: 148.21; 2008-04-01: 148.21; 2008-05-01: 150.71; 2008-06-01: 159.36; 2008-07-01: 160.11; 2008-08-01: 167.71; 2008-09-01: 170.33; 2008-10-01: 171.24; 2008-11-01: 168.45; 2008-12-01: 164.89; 2009-01-01: 161.94; 2009-02-01: 157.02; 2009-03-01: 159.87; 2009-04-01: 150.87; 2009-05-01: 150.64; 2009-06-01: 150.7; 2009-07-01: 153.18; 2009-08-01: 153.63; 2009-09-01: 156.06; 2009-10-01: 157.95; 2009-11-01: 157.56; 2009-12-01: 158.03; 2010-01-01: 159.31
| e) | Electrical Steel sheet -CRGO | INR/ MT | 2002-01-01: 125048; 2003-08-01: 82245; 2004-03-01: 84522; 2004-08-01: 82864; 2004-09-01: 84681; 2004-11-01: 86634; 2005-05-01: 161048; 2005-08-01: 188786; 2006-01-01: 200074; 2006-02-01: 195894; 2006-03-01: 194855; 2006-04-01: 198351; 2006-05-01: 204827; 2006-06-01: 203822; 2006-07-01: 212009; 2006-08-01: 210100; 2006-09-01: 209593; 2006-10-01: 200334; 2006-11-01: 203675; 2006-12-01: 198712; 2007-01-01: 200218; 2007-02-01: 195011; 2007-03-01: 196183; 2007-04-01: 191168; 2007-05-01: 182565; 2007-06-01: 185109; 2007-07-01: 195331; 2007-08-01: 190181; 2007-09-01: 190143; 2007-10-01: 215120; 2007-11-01: 192092; 2007-12-01: 195575; 2008-01-01: 188296; 2008-02-01: 194326; 2008-03-01: 231172; 2008-04-01: 1,95,118.; 2008-05-01: 2,03,869; 2008-06-01: 212968; 2008-07-01: 215227; 2008-08-01: 225373; 2008-09-01: 229721; 2008-10-01: 243082; 2008-11-01: 248367; 2008-12-01: 249862; 2009-01-01: 250205; 2009-02-01: 228507; 2009-03-01: 237253; 2009-04-01: 222515; 2009-05-01: 219799; 2009-06-01: 186754; 2009-07-01: 187491; 2009-08-01: 182536; 2009-09-01: 170393; 2009-10-01: 164804; 2009-11-01: 162203; 2009-12-01: 157341; 2010-01-01: 152995
| f) | Copper | INR/ MT | 2002-01-01: 117662; 2003-08-01: 121706; 2004-03-01: 161583; 2004-08-01: 170202; 2004-09-01: 171962; 2004-11-01: 177245; 2005-05-01: 174024; 2005-08-01: 196067; 2006-01-01: 245956; 2006-02-01: 246882; 2006-03-01: 246187; 2006-04-01: 321694; 2006-05-01: 405017; 2006-06-01: 360240; 2006-07-01: 396727; 2006-08-01: 396250; 2006-09-01: 388127; 2006-10-01: 377445; 2006-11-01: 349767; 2006-12-01: 331319; 2007-01-01: 321137; 2007-02-01: 266730; 2007-03-01: 268199; 2007-04-01: 300799; 2007-05-01: 341326; 2007-06-01: 331023; 2007-07-01: 327276; 2007-08-01: 343064; 2007-09-01: 328486; 2007-10-01: 343215; 2007-11-01: 299451; 2007-12-01: 283695; 2008-01-01: 302578; 2008-02-01: 340650; 2008-03-01: 384365; 2008-04-01: 3,56,028; 2008-05-01: 374688; 2008-06-01: 378574; 2008-07-01: 378065; 2008-08-01: 3,79,097; 2008-09-01: 342410; 2008-10-01: 349353; 2008-11-01: 254789; 2008-12-01: 201489; 2009-01-01: 155954; 2009-02-01: 166808; 2009-03-01: 175396; 2009-04-01: 207578; 2009-05-01: 232254; 2009-06-01: 240138; 2009-07-01: 258090; 2009-08-01: 271982; 2009-09-01: 314505; 2009-10-01: 308032; 2009-11-01: 319423; 2009-12-01: 326293; 2010-01-01: 343582
| g) | Aluminium | INR/ MT | 2002-01-01: 104050; 2003-08-01: 107950; 2004-03-01: 109025; 2004-08-01: 114325; 2004-09-01: 117325; 2004-11-01: 117325; 2005-05-01: 124650; 2005-08-01: 117050; 2006-01-01: 140300; 2006-02-01: 146300; 2006-03-01: 147800; 2006-04-01: 148800; 2006-05-01: 161800; 2006-06-01: 161800; 2006-07-01: 153300; 2006-08-01: 153800; 2006-09-01: 155300; 2006-10-01: 154800; 2006-11-01: 166300; 2006-12-01: 162300; 2007-01-01: 166300; 2007-02-01: 162900; 2007-03-01: 162900; 2007-04-01: 160400; 2007-05-01: 159400; 2007-06-01: 155900; 2007-07-01: 152900; 2007-08-01: 155900; 2007-09-01: 148900; 2007-10-01: 145900; 2007-11-01: 147400; 2007-12-01: 144900; 2008-01-01: 141400; 2008-02-01: 143400; 2008-03-01: 141317; 2008-04-01: 1,63,400; 2008-05-01: 1,67,400; 2008-06-01: 175400; 2008-07-01: 174400; 2008-08-01: 1,78,400; 2008-09-01: 167410; 2008-10-01: 159465; 2008-11-01: 151836; 2008-12-01: 141398; 2009-01-01: 131900; 2009-02-01: 128400; 2009-03-01: 128400; 2009-04-01: 128400; 2009-05-01: 131400; 2009-06-01: 126900; 2009-07-01: 132400; 2009-08-01: 144650; 2009-09-01: 150650; 2009-10-01: 146650; 2009-11-01: 148150; 2009-12-01: 151150; 2010-01-01: 162650
| h) | Epoxy Resin | INR/ Kg | 2002-01-01: 168; 2003-08-01: 168; 2004-03-01: 168; 2004-08-01: 168; 2004-09-01: 168; 2004-11-01: 168; 2005-05-01: 168; 2005-08-01: 168; 2006-01-01: 168; 2006-02-01: 168; 2006-03-01: 168; 2006-04-01: 168; 2006-05-01: 168; 2006-06-01: 168; 2006-07-01: 180; 2006-08-01: 180; 2006-09-01: 180; 2006-10-01: 180; 2006-11-01: 180; 2006-12-01: 198; 2007-01-01: 198; 2007-02-01: 198; 2007-03-01: 198; 2007-04-01: 198; 2007-05-01: 198; 2007-06-01: 198; 2007-07-01: 198; 2007-08-01: 198; 2007-09-01: 198; 2007-10-01: 198; 2007-11-01: 198; 2007-12-01: 198; 2008-01-01: 198; 2008-02-01: 198; 2008-03-01: 198; 2008-04-01: 198; 2008-05-01: 198; 2008-06-01: 198; 2008-07-01: 198; 2008-08-01: 198; 2008-09-01: 198; 2008-10-01: 198; 2008-11-01: 198; 2008-12-01: 198; 2009-01-01: 198; 2009-02-01: 198; 2009-03-01: 188; 2009-04-01: 188; 2009-05-01: 188; 2009-06-01: 188; 2009-07-01: 188; 2009-08-01: 188; 2009-09-01: 188; 2009-10-01: 188; 2009-11-01: 188; 2009-12-01: 188; 2010-01-01: 188
| i) | Labour | Index No | 111.9552 | 0 | 0 | 0 | 0 | 0 | 0 | 0 | 0 | 0 | 0 | 0 | 0 | 0 | 0 | 0 | 0 | 0 | 0 | 117.3648 |  | 0 | 0 | 0 | 0 | 0 | 118.5408 | 0 |  | 0 | 121.5984 | 122.7744 | 123.0096 |  | 123.7152 | 0 | 123.7152 | 0 | 0 | 0 | 123.9504 | 0 | 0 | 127.008 | 127.4784 | 0 | 0 | 0 | 130.0656 | 129.1248 | 129.5952 | 130.7712 | 130.7712 | 130.7712 | 131.712 | 133.8288 | 135.0048 | 135.0048 | 136.1808 | 138.2976 | 138.3 | 138.3 | 138.3 | 139.3889 | 138.3 | 139.3889 | 132.0093 | 133.0094 | 133.0094 | 144.8832 | 144.8338 | 145.9228 | 145.9228 | 145.9228 | 138.0097 | 147 | 149.1897 | 150.28 | 151.37 | 152.4566 | 147.2479 | 149.3073 | 150.337 | 150.337 | 147.0093 | 148 | 148 | 150.64 | 151 | 153 | 160 | 162 | 163 | 165 | 168 | 168
| 5 | Isolator
| a) | Iron & Steel | Index No | 2002-01-01: 137.6; 2003-08-01: 166.1; 2004-03-01: 198.7; 2004-08-01: 242.9; 2004-09-01: 237.2; 2004-11-01: 237.2; 2005-05-01: 258.8; 2005-08-01: 256.3; 2006-01-01: 257.9; 2006-02-01: 256.9; 2006-03-01: 233.4; 2006-04-01: 243.3; 2006-05-01: 226.2; 2006-06-01: 243.3; 2006-07-01: 243.9; 2006-08-01: 243.4; 2006-09-01: 250.8; 2006-10-01: 253.5; 2006-11-01: 254.9; 2006-12-01: 258.9; 2007-01-01: 259.3; 2007-02-01: 259.2; 2007-03-01: 259.9; 2007-04-01: 260.1; 2007-05-01: 261.2; 2007-06-01: 266.2; 2007-07-01: 267.2; 2007-08-01: 268.7; 2007-09-01: 268.3; 2007-10-01: 217.22; 2007-11-01: 276.7; 2007-12-01: 277.3; 2008-01-01: 277.9; 2008-02-01: 280.13; 2008-03-01: 280.6; 2008-04-01: 280.6; 2008-05-01: 287.4; 2008-06-01: 357.1; 2008-07-01: 354.6; 2008-08-01: 357.9; 2008-09-01: 353.67; 2008-10-01: 348.92; 2008-11-01: 341.61; 2008-12-01: 338.67; 2009-01-01: 330.6; 2009-02-01: 322.7; 2009-03-01: 319.1; 2009-04-01: 286.1; 2009-05-01: 289; 2009-06-01: 286; 2009-07-01: 286.2; 2009-08-01: 286.7; 2009-09-01: 286.4; 2009-10-01: 296.4; 2009-11-01: 288.1; 2009-12-01: 291.4; 2010-01-01: 291.3
| b) | Copper | INR/ MT | 2002-01-01: 117662; 2003-08-01: 121706; 2004-03-01: 180263; 2004-08-01: 170202; 2004-09-01: 171962; 2004-11-01: 177245; 2005-05-01: 174024; 2005-08-01: 196067; 2006-01-01: 245956; 2006-02-01: 246882; 2006-03-01: 246187; 2006-04-01: 321694; 2006-05-01: 405017; 2006-06-01: 360240; 2006-07-01: 396727; 2006-08-01: 396250; 2006-09-01: 388127; 2006-10-01: 377445; 2006-11-01: 349767; 2006-12-01: 331319; 2007-01-01: 321137; 2007-02-01: 266730; 2007-03-01: 268199; 2007-04-01: 300799; 2007-05-01: 341326; 2007-06-01: 331023; 2007-07-01: 327276; 2007-08-01: 343064; 2007-09-01: 328486; 2007-10-01: 350128; 2007-11-01: 299451; 2007-12-01: 283695; 2008-01-01: 302578; 2008-02-01: 340650; 2008-03-01: 384365; 2008-04-01: 3,56,028; 2008-05-01: 374688; 2008-06-01: 378574; 2008-07-01: 3,78,065; 2008-08-01: 3,79,097; 2008-09-01: 342410; 2008-10-01: 349353; 2008-11-01: 254789; 2008-12-01: 201489; 2009-01-01: 155954; 2009-02-01: 166808; 2009-03-01: 175396; 2009-04-01: 207578; 2009-05-01: 232254; 2009-06-01: 240138; 2009-07-01: 258090; 2009-08-01: 271982; 2009-09-01: 314505; 2009-10-01: 308032; 2009-11-01: 319423; 2009-12-01: 326293; 2010-01-01: 343582
| c) | Alluminium | INR/ MT | 2002-01-01: 104050; 2003-08-01: 107950; 2004-03-01: 109025; 2004-08-01: 114325; 2004-09-01: 117325; 2004-11-01: 117325; 2005-05-01: 124650; 2005-08-01: 117050; 2006-01-01: 140300; 2006-02-01: 146300; 2006-03-01: 147800; 2006-04-01: 148800; 2006-05-01: 161800; 2006-06-01: 161800; 2006-07-01: 153300; 2006-08-01: 153800; 2006-09-01: 155300; 2006-10-01: 154800; 2006-11-01: 166300; 2006-12-01: 162300; 2007-01-01: 166300; 2007-02-01: 162900; 2007-03-01: 162900; 2007-04-01: 160400; 2007-05-01: 159400; 2007-06-01: 155900; 2007-07-01: 152900; 2007-08-01: 155900; 2007-09-01: 148900; 2007-10-01: 145900; 2007-11-01: 147400; 2007-12-01: 144900; 2008-01-01: 141400; 2008-02-01: 143400; 2008-03-01: 141317; 2008-04-01: 1,63,400; 2008-05-01: 1,67,400; 2008-06-01: 175400; 2008-07-01: 1,74,400; 2008-08-01: 1,78,400; 2008-09-01: 167400; 2008-10-01: 159465; 2008-11-01: 151836; 2008-12-01: 141398; 2009-01-01: 131900; 2009-02-01: 128400; 2009-03-01: 128400; 2009-04-01: 128400; 2009-05-01: 131400; 2009-06-01: 126900; 2009-07-01: 132400; 2009-08-01: 144650; 2009-09-01: 150650; 2009-10-01: 146650; 2009-11-01: 148150; 2009-12-01: 151150; 2010-01-01: 162650
| d) | Epoxy Resin | INR/ Kg | 2002-01-01: 168; 2003-08-01: 168; 2004-03-01: 168; 2004-08-01: 522; 2004-09-01: 168; 2004-11-01: 168; 2005-05-01: 168; 2005-08-01: 168; 2006-01-01: 168; 2006-02-01: 168; 2006-03-01: 168; 2006-04-01: 168; 2006-05-01: 168; 2006-06-01: 168; 2006-07-01: 180; 2006-08-01: 180; 2006-09-01: 180; 2006-10-01: 180; 2006-11-01: 180; 2006-12-01: 198; 2007-01-01: 198; 2007-02-01: 198; 2007-03-01: 198; 2007-04-01: 198; 2007-05-01: 198; 2007-06-01: 198; 2007-07-01: 198; 2007-08-01: 198; 2007-09-01: 198; 2007-10-01: 198; 2007-11-01: 198; 2007-12-01: 198; 2008-01-01: 198; 2008-02-01: 198; 2008-03-01: 198; 2008-04-01: 198; 2008-05-01: 198; 2008-06-01: 198; 2008-07-01: 198; 2008-08-01: 198; 2008-09-01: 198; 2008-10-01: 198; 2008-11-01: 198; 2008-12-01: 198; 2009-01-01: 198; 2009-02-01: 198; 2009-03-01: 188; 2009-04-01: 188; 2009-05-01: 188; 2009-06-01: 188; 2009-07-01: 188; 2009-08-01: 188; 2009-09-01: 188; 2009-10-01: 188; 2009-11-01: 188; 2009-12-01: 188; 2010-01-01: 188
| e) | Labour | Index No. | 111.9552 | 0 | 0 | 0 | 0 | 0 | 0 | 0 | 0 | 0 | 0 | 0 | 0 | 0 | 0 | 0 | 0 | 0 | 0 | 117.3648 |  | 0 | 0 | 0 | 0 | 0 | 118.5408 | 0 |  | 0 | 121.5984 | 122.7744 | 123.0096 |  | 123.7152 | 0 | 123.7152 | 0 | 0 | 0 | 123.9504 | 0 | 0 | 127.008 | 127.4784 | 0 | 0 | 0 | 130.0656 | 129.1248 | 129.5952 | 130.7712 | 130.7712 | 130.7712 | 131.712 | 133.8288 | 135.0048 | 135.0048 | 136.1808 | 138.2976 | 138.3 | 138.3 | 138.3 | 139.3889 | 138.3 | 139.3889 | 132.0093 | 133.0094 | 133.0094 | 144.8832 | 144.8338 | 145.9228 | 145.9228 | 145.9228 | 138.0097 | 147 | 149.1897 | 150.2787 | 151.3677 | 152.4566 | 147.25 | 149.3073 | 150.337 | 150.337 | 147.0093 | 148 | 148 | 150.64 | 151 | 153 | 160 | 162 | 163 | 165 | 168 | 168
| 6 | Surge Arrester
| a) | Zinc | INR/ MT | 2002-01-01: 52800; 2003-08-01: 55900; 2004-03-01: 66000; 2004-08-01: 58600; 2004-09-01: 57900; 2004-11-01: 57900; 2005-05-01: 69900; 2005-08-01: 66300; 2006-01-01: 107100; 2006-02-01: 124500; 2006-03-01: 121500; 2006-04-01: 140200; 2006-05-01: 171900; 2006-06-01: 197900; 2006-07-01: 166200; 2006-08-01: 175300; 2006-09-01: 181600; 2006-10-01: 180500; 2006-11-01: 212300; 2006-12-01: 228800; 2007-01-01: 221500; 2007-02-01: 176500; 2007-03-01: 178000; 2007-04-01: 160400; 2007-05-01: 174000; 2007-06-01: 166300; 2007-07-01: 157800; 2007-08-01: 163500; 2007-09-01: 144500; 2007-10-01: 136700; 2007-11-01: 131100; 2007-12-01: 111100; 2008-01-01: 109800; 2008-02-01: 104200; 2008-03-01: 107300; 2008-04-01: 107300; 2008-05-01: 98000; 2008-06-01: 97700; 2008-07-01: 90300; 2008-08-01: 88700; 2008-09-01: 83657; 2008-10-01: 76145; 2008-11-01: 72134; 2008-12-01: 68926; 2009-01-01: 63400; 2009-02-01: 68900; 2009-03-01: 67900; 2009-04-01: 80700; 2009-05-01: 88400; 2009-06-01: 88200; 2009-07-01: 91000; 2009-08-01: 98900; 2009-09-01: 106900; 2009-10-01: 108300; 2009-11-01: 125900; 2009-12-01: 123700; 2010-01-01: 139800
| b) | Cobalt | INR/ Kg | 2002-01-01: 1268.82; 2003-08-01: 1425.14; 2004-03-01: 3317.41; 2004-08-01: 3102.75; 2004-09-01: 299.64; 2004-11-01: 2993.64; 2005-05-01: 1938.31; 2005-08-01: 1516.42; 2006-01-01: 1756.49; 2006-02-01: 1566.66; 2006-03-01: 1436.71; 2006-04-01: 1545.07; 2006-05-01: 1716.5; 2006-06-01: 1794.76; 2006-07-01: 1698.04; 2006-08-01: 1655.52; 2006-09-01: 1985.91; 2006-10-01: 2203.03; 2006-11-01: 1996.81; 2006-12-01: 2024.6; 2007-01-01: 2889.92; 2007-02-01: 2725.73; 2007-03-01: 2762.56; 2007-04-01: 3064.45; 2007-05-01: 2954.22; 2007-06-01: 2806.47; 2007-07-01: 2665.83; 2007-08-01: 2550.15; 2007-09-01: 2443.39; 2007-10-01: 2662.27; 2007-11-01: 2764.57; 2007-12-01: 3038.87; 2008-01-01: 3632.43; 2008-02-01: 4203.7; 2008-03-01: 4570.15; 2008-04-01: 4784.31; 2008-05-01: 4726.05; 2008-06-01: 4772.21; 2008-07-01: 4495.37; 2008-08-01: 4035.76; 2008-09-01: 3827.61; 2008-10-01: 33143.28; 2008-11-01: 2892.46; 2008-12-01: 2637.34; 2009-01-01: 1677.63; 2009-02-01: 2003.71; 2009-03-01: 1748.72; 2009-04-01: 1602.87; 2009-05-01: 1850.25; 2009-06-01: 1721.26; 2009-07-01: 1642.2; 2009-08-01: 2023.92; 2009-09-01: 2210.95; 2009-10-01: 2149.1; 2009-11-01: 1946.99; 2009-12-01: 2336.41; 2010-01-01: 2190.66
| c) | Alluminium | INR/ MT | 2002-01-01: 104050; 2003-08-01: 107950; 2004-03-01: 109025; 2004-08-01: 114325; 2004-09-01: 117325; 2004-11-01: 117325; 2005-05-01: 124650; 2005-08-01: 117050; 2006-01-01: 140300; 2006-02-01: 146300; 2006-03-01: 147800; 2006-04-01: 148800; 2006-05-01: 161800; 2006-06-01: 161800; 2006-07-01: 153300; 2006-08-01: 153800; 2006-09-01: 155300; 2006-10-01: 154800; 2006-11-01: 166300; 2006-12-01: 162300; 2007-01-01: 166300; 2007-02-01: 162900; 2007-03-01: 162900; 2007-04-01: 160400; 2007-05-01: 159400; 2007-06-01: 155900; 2007-07-01: 152900; 2007-08-01: 155900; 2007-09-01: 148900; 2007-10-01: 145900; 2007-11-01: 147400; 2007-12-01: 144900; 2008-01-01: 141400; 2008-02-01: 143400; 2008-03-01: 141317; 2008-04-01: 1,63,400; 2008-05-01: 1,67,400; 2008-06-01: 175400; 2008-07-01: 174400; 2008-08-01: 1,78,400; 2008-09-01: 1,67,400; 2008-10-01: 159465; 2008-11-01: 151836; 2008-12-01: 141398; 2009-01-01: 131900; 2009-02-01: 128400; 2009-03-01: 128400; 2009-04-01: 128400; 2009-05-01: 131400; 2009-06-01: 126900; 2009-07-01: 132400; 2009-08-01: 144650; 2009-09-01: 150650; 2009-10-01: 146650; 2009-11-01: 148150; 2009-12-01: 151150; 2010-01-01: 162650
| d) | Ball clay | INR/ MT | 2002-01-01: 957.5; 2003-08-01: 942.5; 2004-03-01: 942.5; 2004-08-01: 1217.5; 2004-09-01: 461.45; 2004-11-01: 461.45; 2005-05-01: 1575; 2005-08-01: 1575; 2006-01-01: 1575; 2006-02-01: 1575; 2006-03-01: 1575; 2006-04-01: 1575; 2006-05-01: 1575; 2006-06-01: 1675; 2006-07-01: 1725; 2006-08-01: 1725; 2006-09-01: 1725; 2006-10-01: 1725; 2006-11-01: 1725; 2006-12-01: 1725; 2007-01-01: 1725; 2007-02-01: 1725; 2007-03-01: 1725; 2007-04-01: 1725; 2007-05-01: 1725; 2007-06-01: 1725; 2007-07-01: 1725; 2007-08-01: 1725; 2007-09-01: 1725; 2007-10-01: 1725; 2007-11-01: 1725; 2007-12-01: 1725; 2008-01-01: 1725; 2008-02-01: 1725; 2008-03-01: 1725; 2008-04-01: 1725; 2008-05-01: 1725; 2008-06-01: 1725; 2008-07-01: 1725; 2008-08-01: 1725; 2008-09-01: 1725; 2008-10-01: 1725; 2008-11-01: 1846; 2008-12-01: 1893; 2009-01-01: 1975; 2009-02-01: 1975; 2009-03-01: 1975; 2009-04-01: 2025; 2009-05-01: 2025; 2009-06-01: 2025; 2009-07-01: 2275; 2009-08-01: 2275; 2009-09-01: 2275; 2009-10-01: 2275; 2009-11-01: 2275; 2009-12-01: 2275; 2010-01-01: 2409
| e) | Bismath | INR/ Kg | 2002-01-01: 450.12; 2003-08-01: 499; 2004-03-01: 366.67; 2004-08-01: 462.51; 2004-09-01: 1217.5; 2004-11-01: 1217.5; 2005-05-01: 393.87; 2005-08-01: 457.1; 2006-01-01: 550.99; 2006-02-01: 538.49; 2006-03-01: 535.53; 2006-04-01: 465.31; 2006-05-01: 516.54; 2006-06-01: 517.64; 2006-07-01: 505.75; 2006-08-01: 511.61; 2006-09-01: 526.8; 2006-10-01: 555.84; 2006-11-01: 649.34; 2006-12-01: 690.01; 2007-01-01: 792.79; 2007-02-01: 916.72; 2007-03-01: 978.7; 2007-04-01: 1108.54; 2007-05-01: 1402.73; 2007-06-01: 1671.45; 2007-07-01: 1723.64; 2007-08-01: 1658.22; 2007-09-01: 1664.86; 2007-10-01: 1469.7; 2007-11-01: 1315.72; 2007-12-01: 1272.41; 2008-01-01: 1236.55; 2008-02-01: 1103.05; 2008-03-01: 1158.03; 2008-04-01: 1416.12; 2008-05-01: 1525.07; 2008-06-01: 1433.9; 2008-07-01: 1287.77; 2008-08-01: 1158.03; 2008-09-01: 1148.83; 2008-10-01: 1182.67; 2008-11-01: 1136.94; 2008-12-01: 1185.26; 2009-01-01: 1066.29; 2009-02-01: 1073.42; 2009-03-01: 1114.5; 2009-04-01: 1086.91; 2009-05-01: 972.94; 2009-06-01: 873.21; 2009-07-01: 798.12; 2009-08-01: 763.51; 2009-09-01: 780.47; 2009-10-01: 982.04; 2009-11-01: 992.73; 2009-12-01: 951.89; 2010-01-01: 865.03
| f) | Fuels/power | Index No | 2002-01-01: 253.2; 2003-08-01: 253.2; 2004-03-01: 253.2; 2004-08-01: 253.2; 2004-09-01: 253.2; 2004-11-01: 253.2; 2005-05-01: 293.2; 2005-08-01: 304; 2006-01-01: 312.4; 2006-02-01: 310.7; 2006-03-01: 311; 2006-04-01: 313.5; 2006-05-01: 314.7; 2006-06-01: 316.8; 2006-07-01: 319.7; 2006-08-01: 320.1; 2006-09-01: 326.5; 2006-10-01: 328.9; 2006-11-01: 331.4; 2006-12-01: 329.6; 2007-01-01: 326.7; 2007-02-01: 322.4; 2007-03-01: 322.3; 2007-04-01: 320.7; 2007-05-01: 319.6; 2007-06-01: 320.3; 2007-07-01: 322; 2007-08-01: 321.9; 2007-09-01: 321.8; 2007-10-01: 322.4; 2007-11-01: 321.7; 2007-12-01: 323.7; 2008-01-01: 326.5; 2008-02-01: 334.4; 2008-03-01: 334.2; 2008-04-01: 334.2; 2008-05-01: 334.2; 2008-06-01: 334.2; 2008-07-01: 334.2; 2008-08-01: 334.2; 2008-09-01: 334.2; 2008-10-01: 334.2; 2008-11-01: 334.2; 2008-12-01: 334.2; 2009-01-01: 350.2; 2009-02-01: 331.8; 2009-03-01: 329.5; 2009-04-01: 323.5; 2009-05-01: 321; 2009-06-01: 322.6; 2009-07-01: 325.2; 2009-08-01: 327.1; 2009-09-01: 338.4; 2009-10-01: 342.8; 2009-11-01: 343.6; 2009-12-01: 344.6; 2010-01-01: 345.4
| g) | Labour | Index No | 111.9552 | 0 | 0 | 0 | 0 | 0 | 0 | 0 | 0 | 0 | 0 | 0 | 0 | 0 | 0 | 0 | 0 | 0 | 0 | 117.3648 |  | 0 | 0 | 0 | 0 | 0 | 118.5408 | 0 |  | 0 | 121.5984 | 122.7744 | 123.0096 |  | 123.7152 | 0 | 123.7152 | 0 | 0 | 0 | 123.9504 | 0 | 0 | 127.008 | 127.4784 | 0 | 0 | 0 | 130.0656 | 129.1248 | 129.5952 | 130.7712 | 130.7712 | 130.7712 | 131.712 | 133.8288 | 135.0048 | 135.0048 | 136.1808 | 138.2976 | 138.3 | 138.3 | 138.3 | 139.3889 | 138.3 | 139.3889 | 132.0093 | 133.0094 | 133.0094 | 144.8832 | 144.8338 | 145.9228 | 145.9228 | 145.9228 | 138.0097 | 147 | 149.1897 | 150.2787 | 151.3677 | 152.4566 | 147.2479 | 149.3073 | 150.337 | 150.337 | 147.0093 | 148 | 148 | 150.64 | 151 | 153 | 160 | 162 | 163 | 165 | 168 | 168
| 7 | Substation Structures including bolts and Nuts
| a) | Published Price Index of Structurel Steel | Index No | 2002-01-01: 15509; 2003-08-01: 21081; 2004-03-01: 26510; 2004-08-01: 27772; 2004-09-01: 26510; 2004-11-01: 26510; 2005-05-01: 24946; 2005-08-01: 30019; 2006-01-01: 22310; 2006-02-01: 23269; 2006-03-01: 24214; 2006-04-01: 25444; 2006-05-01: 24541; 2006-06-01: 24068; 2006-07-01: 23595; 2006-08-01: 24257; 2006-09-01: 25203; 2006-10-01: 25783; 2006-11-01: 25783; 2006-12-01: 26729; 2007-01-01: 26729; 2007-02-01: 27188; 2007-03-01: 27925; 2007-04-01: 28680; 2007-05-01: 28881; 2007-06-01: 28126; 2007-07-01: 28611; 2007-08-01: 29237; 2007-09-01: 29334; 2007-10-01: 35286; 2007-11-01: 35900; 2007-12-01: 36245; 2008-01-01: 37567; 2008-02-01: 38889; 2008-03-01: 46434; 2008-04-01: 46434; 2008-05-01: 46675; 2008-06-01: 48117; 2008-07-01: 49269; 2008-08-01: 49632; 2008-09-01: 49582; 2008-10-01: 49696; 2008-11-01: 49874; 2008-12-01: 49963; 2009-01-01: 50867; 2009-02-01: 49471; 2009-03-01: 49894; 2009-04-01: 49766; 2009-05-01: 49806; 2009-06-01: 46805; 2009-07-01: 47030; 2009-08-01: 47030; 2009-09-01: 47360; 2009-10-01: 47335; 2009-11-01: 47437; 2009-12-01: 48047; 2010-01-01: 49031
| b) | Published Price Index of Electrolytic Zinc | INR / MT | 2002-01-01: 52800; 2003-08-01: 55900; 2004-03-01: 66000; 2004-08-01: 58600; 2004-09-01: 57900; 2004-11-01: 57900; 2005-05-01: 69900; 2005-08-01: 66300; 2006-01-01: 107100; 2006-02-01: 124500; 2006-03-01: 121500; 2006-04-01: 140200; 2006-05-01: 171900; 2006-06-01: 197900; 2006-07-01: 166200; 2006-08-01: 175300; 2006-09-01: 181600; 2006-10-01: 180500; 2006-11-01: 212300; 2006-12-01: 228800; 2007-01-01: 221500; 2007-02-01: 176500; 2007-03-01: 178000; 2007-04-01: 160400; 2007-05-01: 174000; 2007-06-01: 166300; 2007-07-01: 157800; 2007-08-01: 163500; 2007-09-01: 144500; 2007-10-01: 136700; 2007-11-01: 131100; 2007-12-01: 111100; 2008-01-01: 109800; 2008-02-01: 104200; 2008-03-01: 107300; 2008-04-01: 107300; 2008-05-01: 98000; 2008-06-01: 97700; 2008-07-01: 90300; 2008-08-01: 88700; 2008-09-01: 86400; 2008-10-01: 82600; 2008-11-01: 75800; 2008-12-01: 72500; 2009-01-01: 63400; 2009-02-01: 68900; 2009-03-01: 67900; 2009-04-01: 80700; 2009-05-01: 88400; 2009-06-01: 88200; 2009-07-01: 91000; 2009-08-01: 98900; 2009-09-01: 106900; 2009-10-01: 108300; 2009-11-01: 125900; 2009-12-01: 123700; 2010-01-01: 139800
| c) | Labour | Index No | 111.9552 | 0 | 0 | 0 | 0 | 0 | 0 | 0 | 0 | 0 | 0 | 0 | 0 | 0 | 0 | 0 | 0 | 0 | 0 | 117.3648 |  | 0 | 0 | 0 | 0 | 0 | 118.5408 | 0 |  | 0 | 121.5984 | 122.7744 | 123.0096 |  | 123.7152 | 0 | 123.7152 | 0 | 0 | 0 | 123.9504 | 0 | 0 | 127.008 | 127.4784 | 0 | 0 | 0 | 130.0656 | 129.1248 | 129.5952 | 130.7712 | 130.7712 | 130.7712 | 131.712 | 133.8288 | 135.0048 | 135.0048 | 136.1808 | 138.2976 | 138.3 | 138.3 | 138.3 | 139.3889 | 138.3 | 139.3889 | 132.0093 | 133.0094 | 133.0094 | 144.8832 | 144.8338 | 145.9228 | 145.9228 | 145.9228 | 138.0097 | 147 | 149.1897 | 150.2787 | 151.3677 | 152.4566 | 147.2479 | 149.3073 | 150.337 | 150.337 | 147.0093 | 148 | 148 | 150.64 | 151 | 153 | 160 | 162 | 163 | 165 | 168 | 168
| 8 | Index INSLR |  | 2002-01-01: 116.16; 2003-08-01: 122.14; 2004-03-01: 131.81; 2004-08-01: 138.48; 2004-09-01: 142.91; 2004-11-01: 142.91; 2005-05-01: 173.25; 2005-08-01: 181.11; 2006-01-01: 136.69; 2006-02-01: 136.24; 2006-03-01: 134.1; 2006-04-01: 133.93; 2006-05-01: 134.42; 2006-06-01: 137.6; 2006-07-01: 138.99; 2006-08-01: 139.25; 2006-09-01: 141.91; 2006-10-01: 142.76; 2006-11-01: 143.83; 2006-12-01: 144.08; 2007-01-01: 143.74; 2007-02-01: 142.89; 2007-03-01: 144.33; 2007-04-01: 143.95; 2007-05-01: 143.74; 2007-06-01: 144.43; 2007-07-01: 144.78; 2007-08-01: 144.88; 2007-09-01: 144.72; 2007-10-01: 144.79; 2007-11-01: 145.71; 2007-12-01: 146.4; 2008-01-01: 148.13; 2008-02-01: 148.18; 2008-03-01: 148.21; 2008-04-01: 148.21; 2008-05-01: 150.71; 2008-06-01: 159.36; 2008-07-01: 160.11; 2008-08-01: 167.71; 2008-09-01: 170.33; 2008-10-01: 171.24; 2008-11-01: 168.45; 2008-12-01: 164.89; 2009-01-01: 161.94; 2009-02-01: 157.02; 2009-03-01: 159.87; 2009-04-01: 150.87; 2009-05-01: 150.64; 2009-06-01: 150.7; 2009-07-01: 153.18; 2009-08-01: 153.63; 2009-09-01: 156.06; 2009-10-01: 157.95; 2009-11-01: 157.56; 2009-12-01: 158.03; 2010-01-01: 159.31
| a) | Transformer Oil | INR/ KL | 2002-01-01: 35153; 2003-08-01: 107950; 2004-03-01: 109025; 2004-08-01: 114325; 2004-09-01: 27076; 2004-11-01: 27076; 2005-05-01: 39160; 2005-08-01: 39923; 2006-01-01: 34017; 2006-02-01: 34017; 2006-03-01: 36127; 2006-04-01: 38018; 2006-05-01: 38018; 2006-06-01: 40350; 2006-07-01: 40655; 2006-08-01: 42602; 2006-09-01: 42241; 2006-10-01: 43946; 2006-11-01: 41113; 2006-12-01: 38995; 2007-01-01: 38779; 2007-02-01: 38562; 2007-03-01: 38661; 2007-04-01: 38183; 2007-05-01: 36487; 2007-06-01: 35573; 2007-07-01: 35704; 2007-08-01: 35269; 2007-09-01: 37131; 2007-10-01: 49950; 2007-11-01: 35827; 2007-12-01: 35827; 2008-01-01: 36319; 2008-02-01: 38599; 2008-03-01: 39304; 2008-04-01: 39304; 2008-05-01: 40182; 2008-06-01: 45215; 2008-07-01: 49538; 2008-08-01: 56272; 2008-09-01: 59080; 2008-10-01: 56642; 2008-11-01: 54287; 2008-12-01: 53145; 2009-01-01: 52986; 2009-02-01: 49375; 2009-03-01: 46625; 2009-04-01: 46250; 2009-05-01: 45500; 2009-06-01: 44125; 2009-07-01: 44125; 2009-08-01: 47300; 2009-09-01: 47250; 2009-10-01: 50950; 2009-11-01: 50375; 2009-12-01: 49625; 2010-01-01: 50625
| b) | Labour | Index No | 111.9552 | 0 | 0 | 0 | 0 | 0 | 0 | 0 | 0 | 0 | 0 | 0 | 0 | 0 | 0 | 0 | 0 | 0 | 0 | 117.3648 |  | 0 | 0 | 0 | 0 | 0 | 118.5408 | 0 |  | 0 | 121.5984 | 122.7744 | 123.0096 |  | 123.7152 | 0 | 123.7152 | 0 | 0 | 0 | 123.9504 | 0 | 0 | 127.008 | 127.4784 | 0 | 0 | 0 | 130.0656 | 129.1248 | 129.5952 | 130.7712 | 130.7712 | 130.7712 | 131.712 | 133.8288 | 135.0048 | 135.0048 | 136.1808 | 138.2976 | 138.3 | 138.3 | 138.3 | 139.3889 | 138.3 | 139.3889 | 132.0093 | 133.0094 | 133.0094 | 144.8832 | 144.8338 | 145.9228 | 145.9228 | 145.9228 | 138.0097 | 147 | 149.1897 | 150.2787 | 151.3677 | 152.4566 | 147.2479 | 149.3073 | 150.337 | 150.337 | 147.0093 | 148 | 148 | 150.64 | 151 | 153 | 160 | 162 | 163 | 165 | 168 | 168
| 9 | PVC/XLPE Insulated power and control cables |  | 2002-01-01: 0; 2003-08-01: 0
| a) | PVC Compound | INR / MT | 2002-01-01: 53200; 2003-08-01: 58200; 2004-03-01: 63200; 2004-08-01: 68000; 2004-09-01: 76000; 2004-11-01: 76000; 2005-05-01: 73250; 2005-08-01: 71250; 2006-01-01: 77250; 2006-02-01: 77250; 2006-03-01: 77250; 2006-04-01: 77250; 2006-05-01: 73500; 2006-06-01: 73500; 2006-07-01: 74750; 2006-08-01: 80750; 2006-09-01: 84000; 2006-10-01: 84000; 2006-11-01: 82000; 2006-12-01: 82750; 2007-01-01: 83750; 2007-02-01: 84000; 2007-03-01: 84000; 2007-04-01: 82650; 2007-05-01: 83650; 2007-06-01: 83650; 2007-07-01: 83650; 2007-08-01: 86000; 2007-09-01: 89000; 2007-10-01: 87000; 2007-11-01: 87000; 2007-12-01: 87500; 2008-01-01: 87500; 2008-02-01: 88000; 2008-03-01: 89000; 2008-04-01: 89000; 2008-05-01: 91000; 2008-06-01: 92000; 2008-07-01: 97000; 2008-08-01: 97000; 2008-09-01: 97000; 2008-10-01: 95000; 2008-11-01: 92650; 2008-12-01: 85280; 2009-01-01: 80250; 2009-02-01: 83000; 2009-03-01: 84000; 2009-04-01: 84500; 2009-05-01: 84500; 2009-06-01: 84500; 2009-07-01: 87000; 2009-08-01: 88000; 2009-09-01: 91500; 2009-10-01: 89000; 2009-11-01: 89000; 2009-12-01: 90500; 2010-01-01: 92000
| b) | Metal | INR / MT | 2002-01-01: 0; 2003-08-01: 0; 2004-03-01: 0; 2004-08-01: 0; 2004-09-01: 0; 2004-11-01: 0; 2005-05-01: 0; 2005-08-01: 0; 2006-01-01: 0; 2006-02-01: 0; 2006-03-01: 0; 2006-04-01: 0; 2006-05-01: 0; 2006-06-01: 0; 2006-07-01: 0; 2006-08-01: 0; 2006-09-01: 0; 2006-10-01: 0; 2006-11-01: 0; 2006-12-01: 0; 2007-01-01: 0; 2007-02-01: 0; 2007-03-01: 0; 2007-04-01: 0; 2007-05-01: 0; 2007-06-01: 0; 2007-07-01: 0; 2007-08-01: 0; 2007-09-01: 0; 2007-10-01: 0; 2007-11-01: 0; 2007-12-01: 0; 2008-01-01: 0; 2008-02-01: 0; 2008-03-01: 0; 2008-04-01: 0; 2008-05-01: 0; 2008-06-01: 0; 2008-07-01: 0; 2008-08-01: 0; 2008-09-01: 0; 2008-10-01: 0; 2008-11-01: 0; 2008-12-01: 0; 2009-01-01: 58000; 2009-02-01: 70200; 2009-03-01: 63900; 2009-04-01: 78600; 2009-05-01: 89100; 2009-06-01: 86100; 2009-07-01: 96200; 2009-08-01: 102100; 2009-09-01: 114800; 2009-10-01: 121700; 2009-11-01: 125400; 2009-12-01: 127200; 2010-01-01: 128900
| c) | Aluminium | INR / MT | 2002-01-01: 68450; 2003-08-01: 89617; 2004-03-01: 97867; 2004-08-01: 100433; 2004-09-01: 100433; 2004-11-01: 100433; 2005-05-01: 103083; 2005-08-01: 102267; 2006-01-01: 123200; 2006-02-01: 131133; 2006-03-01: 128567; 2006-04-01: 132733; 2006-05-01: 161800; 2006-06-01: 161800; 2006-07-01: 153300; 2006-08-01: 153800; 2006-09-01: 155300; 2006-10-01: 154800; 2006-11-01: 166300; 2006-12-01: 162300; 2007-01-01: 147900; 2007-02-01: 144500; 2007-03-01: 144500; 2007-04-01: 142167; 2007-05-01: 137167; 2007-06-01: 133000; 2007-07-01: 130000; 2007-08-01: 131667; 2007-09-01: 125333; 2007-10-01: 112467; 2007-11-01: 147400; 2007-12-01: 144900; 2008-01-01: 141400; 2008-02-01: 143400; 2008-03-01: 141317; 2008-04-01: 1,63,400; 2008-05-01: 1,67,400; 2008-06-01: 1,75,400; 2008-07-01: 1,74,400; 2008-08-01: 1,78,400; 2008-09-01: 1,67,400; 2008-10-01: 159465; 2008-11-01: 151836; 2008-12-01: 141398; 2009-01-01: 131900; 2009-02-01: 104150; 2009-03-01: 104150; 2009-04-01: 104150; 2009-05-01: 104150; 2009-06-01: 104267; 2009-07-01: 105933; 2009-08-01: 113433; 2009-09-01: 123267; 2009-10-01: 121600; 2009-11-01: 121933; 2009-12-01: 124933; 2010-01-01: 137433
| d) | Copper | INR / MT | 2002-01-01: 120215; 2003-08-01: 120620; 2004-03-01: 185582; 2004-08-01: 175225; 2004-09-01: 177037; 2004-11-01: 177037; 2005-05-01: 179161; 2005-08-01: 201855; 2006-01-01: 253217; 2006-02-01: 265322; 2006-03-01: 267517; 2006-04-01: 335829; 2006-05-01: 409628; 2006-06-01: 374811; 2006-07-01: 404717; 2006-08-01: 404230; 2006-09-01: 395943; 2006-10-01: 385046; 2006-11-01: 356811; 2006-12-01: 337991; 2007-01-01: 287323; 2007-02-01: 279653; 2007-03-01: 315666; 2007-04-01: 361752; 2007-05-01: 346886; 2007-06-01: 337667; 2007-07-01: 356255; 2007-08-01: 340050; 2007-09-01: 341598; 2007-10-01: 350128; 2007-11-01: 299451; 2007-12-01: 283695; 2008-01-01: 302578; 2008-02-01: 340650; 2008-03-01: 384365; 2008-04-01: 3,56,028; 2008-05-01: 3,74,688; 2008-06-01: 3,78,574; 2008-07-01: 3,78,065; 2008-08-01: 3,79,097; 2008-09-01: 3,42,410; 2008-10-01: 3,49,353; 2008-11-01: 254789; 2008-12-01: 201489; 2009-01-01: 185521; 2009-02-01: 192169; 2009-03-01: 222863; 2009-04-01: 254794; 2009-05-01: 255759; 2009-06-01: 274252; 2009-07-01: 276648; 2009-08-01: 335659; 2009-09-01: 337892; 2009-10-01: 330450; 2009-11-01: 399607; 2009-12-01: 361737; 2010-01-01: 377834
| e) | weight in MT of metal KM(Size wise) |  | 2002-01-01: 0; 2003-08-01: 0; 2004-03-01: 0; 2004-08-01: 0; 2004-09-01: 0; 2004-11-01: 0; 2005-05-01: 0; 2005-08-01: 0; 2006-01-01: 0; 2006-02-01: 0; 2006-03-01: 0; 2006-04-01: 0; 2006-05-01: 0; 2006-06-01: 0; 2006-07-01: 0; 2006-08-01: 0; 2006-09-01: 0; 2006-10-01: 0; 2006-11-01: 0; 2006-12-01: 0; 2007-01-01: 0; 2007-02-01: 0; 2007-03-01: 0; 2007-04-01: 0; 2007-05-01: 0; 2007-06-01: 0; 2007-07-01: 0; 2007-08-01: 0; 2007-09-01: 0; 2007-10-01: 0; 2007-11-01: 0; 2007-12-01: 0; 2008-01-01: 0; 2008-02-01: 0; 2008-03-01: 0; 2008-04-01: 0; 2008-05-01: 0; 2008-06-01: 0; 2008-07-01: 0; 2008-08-01: 0; 2008-09-01: 0; 2008-10-01: 0; 2008-11-01: 0; 2008-12-01: 0; 2009-01-01: 0; 2009-02-01: 0; 2009-03-01: 0; 2009-04-01: 0; 2009-05-01: 0; 2009-06-01: 0; 2009-07-01: 0; 2009-08-01: 0; 2009-09-01: 0
| f) | IOC _HST basic ceiling selling price ex -refinery issued by IOC Northern region New Delhi |  | 2002-01-01: 0; 2003-08-01: 0; 2004-03-01: 0; 2004-08-01: 0; 2004-09-01: 0; 2004-11-01: 0; 2005-05-01: 0; 2005-08-01: 0; 2006-01-01: 0; 2006-02-01: 0; 2006-03-01: 0; 2006-04-01: 0; 2006-05-01: 0; 2006-06-01: 0; 2006-07-01: 0; 2006-08-01: 0; 2006-09-01: 0; 2006-10-01: 0; 2006-11-01: 0; 2006-12-01: 0; 2007-01-01: 0; 2007-02-01: 0; 2007-03-01: 0; 2007-04-01: 0; 2007-05-01: 0; 2007-06-01: 0; 2007-07-01: 0; 2007-08-01: 0; 2007-09-01: 0; 2007-10-01: 0; 2007-11-01: 0; 2007-12-01: 0; 2008-01-01: 0; 2008-02-01: 0; 2008-03-01: 0; 2008-04-01: 0; 2008-05-01: 0; 2008-06-01: 0; 2008-07-01: 0; 2008-08-01: 0; 2008-09-01: 0; 2008-10-01: 0; 2008-11-01: 478.9; 2008-12-01: 478.9; 2009-01-01: 482.3; 2009-02-01: 451.1; 2009-03-01: 452.2; 2009-04-01: 452.2; 2009-05-01: 452.2; 2009-06-01: 452.2; 2009-07-01: 481.4; 2009-08-01: 481.4; 2009-09-01: 481.4; 2009-10-01: 481.4; 2009-11-01: 481.4; 2009-12-01: 481.4
| g) | All india average consuer prize index for industrial worker(base 1982=100)as published by labour bureau ,Govt of india and circulated by emo. | Index No | 2002-01-01: 111.9552; 2003-08-01: 117.3648; 2004-01-01: 0; 2004-02-01: 0; 2004-03-01: 118.5408; 2004-04-01: 0; 2004-06-01: 0; 2004-07-01: 121.5984; 2004-08-01: 122.7744; 2004-09-01: 123.0096; 2004-11-01: 123.7152; 2004-12-01: 0; 2005-01-01: 123.7152; 2005-02-01: 0; 2005-03-01: 0; 2005-04-01: 0; 2005-05-01: 123.9504; 2005-06-01: 0; 2005-07-01: 0; 2005-08-01: 127.008; 2005-09-01: 127.4784; 2005-10-01: 0; 2005-11-01: 0; 2005-12-01: 0; 2006-01-01: 130.0656; 2006-02-01: 129.1248; 2006-03-01: 129.5952; 2006-04-01: 130.7712; 2006-05-01: 130.7712; 2006-06-01: 130.7712; 2006-07-01: 131.712; 2006-08-01: 133.8288; 2006-09-01: 135.0048; 2006-10-01: 135.0048; 2006-11-01: 136.1808; 2006-12-01: 138.2976; 2007-01-01: 138.3; 2007-02-01: 138.3; 2007-03-01: 138.3; 2007-04-01: 139.3889; 2007-05-01: 138.3; 2007-06-01: 139.3889; 2007-07-01: 132.0093; 2007-08-01: 133.0094; 2007-09-01: 133.0094; 2007-10-01: 144.8832; 2007-11-01: 144.8338; 2007-12-01: 145.9228; 2008-01-01: 145.9228; 2008-02-01: 145.9228; 2008-03-01: 138.0097; 2008-04-01: 147; 2008-05-01: 149.1897; 2008-06-01: 150.2787; 2008-07-01: 151.3677; 2008-08-01: 152.4566; 2008-09-01: 147.2479; 2008-10-01: 149.3073; 2008-11-01: 150.337; 2008-12-01: 150.337; 2009-01-01: 147.0093; 2009-02-01: 148; 2009-03-01: 148; 2009-04-01: 150.64; 2009-05-01: 151; 2009-06-01: 153; 2009-07-01: 160; 2009-08-01: 162; 2009-09-01: 163; 2009-10-01: 165; 2009-11-01: 168; 2009-12-01: 168
| h) | Index No.of whole sell price in india for iron and steel as published by reserve bank of india bulletein | Index No | 2002-01-01: 258.3; 2003-08-01: 258.3; 2004-03-01: 258.3; 2004-08-01: 191; 2004-09-01: 258.3; 2004-11-01: 258.3; 2005-05-01: 258.3; 2005-08-01: 186.9; 2006-01-01: 169.9; 2006-02-01: 256.9; 2006-03-01: 233.4; 2006-04-01: 191; 2006-05-01: 226.2; 2006-06-01: 243.3; 2006-07-01: 243.9; 2006-08-01: 243.4; 2006-09-01: 250.8; 2006-10-01: 253.5; 2006-11-01: 254.9; 2006-12-01: 258.9; 2007-01-01: 259.3; 2007-02-01: 259.2; 2007-03-01: 259.9; 2007-04-01: 260.1; 2007-05-01: 261.2; 2007-06-01: 266.2; 2007-07-01: 267.2; 2007-08-01: 268.7; 2007-09-01: 268.3; 2007-10-01: 217.22; 2007-11-01: 276.7; 2007-12-01: 277.3; 2008-01-01: 277.9; 2008-02-01: 280.13; 2008-03-01: 280.6; 2008-04-01: 280.6; 2008-05-01: 287.4; 2008-06-01: 357.1; 2008-07-01: 354.6; 2008-08-01: 357.9; 2008-09-01: 342.5; 2008-10-01: 337.9; 2008-11-01: 335.2; 2008-12-01: 346.1; 2009-01-01: 330.6; 2009-02-01: 322.7; 2009-03-01: 319.1; 2009-04-01: 286.1; 2009-05-01: 289; 2009-06-01: 286; 2009-07-01: 286.2; 2009-08-01: 286.7; 2009-09-01: 286.4; 2009-10-01: 296.4; 2009-11-01: 288.1; 2009-12-01: 291.4; 2010-01-01: 291.3
| i) | Index No.of whole sell price in india for non metalic mineral products(Structural Clay Product) as published by RBI. | Index No | 2002-01-01: 191; 2003-08-01: 191; 2004-03-01: 191; 2004-08-01: 213; 2004-09-01: 191; 2004-11-01: 191; 2005-05-01: 191.1; 2005-08-01: 190.4; 2006-01-01: 186.2; 2006-02-01: 188.88; 2006-03-01: 190.6; 2006-04-01: 191.2; 2006-05-01: 190.6; 2006-06-01: 190.6; 2006-07-01: 190.6; 2006-08-01: 190.6; 2006-09-01: 190.6; 2006-10-01: 190.6; 2006-11-01: 190.6; 2006-12-01: 190.6; 2007-01-01: 190.6; 2007-02-01: 190.6; 2007-03-01: 190.6; 2007-04-01: 190.6; 2007-05-01: 190.6; 2007-06-01: 190.6; 2007-07-01: 190.6; 2007-08-01: 190.6; 2007-09-01: 190.6; 2007-10-01: 211.7; 2007-11-01: 211.7; 2007-12-01: 213.5; 2008-01-01: 214.3; 2008-02-01: 216.8; 2008-03-01: 219.4; 2008-04-01: 219.4; 2008-05-01: 219.4; 2008-06-01: 219.4; 2008-07-01: 220.16; 2008-08-01: 220.24; 2008-09-01: 220.78; 2008-10-01: 220.86; 2008-11-01: 223.1; 2008-12-01: 223.1; 2009-01-01: 223.1; 2009-02-01: 224; 2009-03-01: 224; 2009-04-01: 224; 2009-05-01: 227.2; 2009-06-01: 227.2; 2009-07-01: 227.2; 2009-08-01: 227.2; 2009-09-01: 227.2; 2009-10-01: 227.2; 2009-11-01: 227.2; 2009-12-01: 227.2
| j) | Cement | Index No | 2002-01-01: 163.8; 2003-08-01: 163.8; 2004-03-01: 163.8; 2004-08-01: 163.8; 2004-09-01: 163.8; 2004-11-01: 163.8; 2005-05-01: 163.8; 2005-08-01: 162.2; 2006-01-01: 191.2; 2006-02-01: 191.2; 2006-03-01: 191.2; 2006-04-01: 191.2; 2006-05-01: 191.2; 2006-06-01: 191.2; 2006-07-01: 191.2; 2006-08-01: 191.2; 2006-09-01: 191.2; 2006-10-01: 191.2; 2006-11-01: 220.2; 2006-12-01: 220.2; 2007-01-01: 220.2; 2007-02-01: 220.2; 2007-03-01: 220.2; 2007-04-01: 220.2; 2007-05-01: 220.2; 2007-06-01: 220.2; 2007-07-01: 220.2; 2007-08-01: 220.2; 2007-09-01: 220.2; 2007-10-01: 220.2; 2007-11-01: 220.2; 2007-12-01: 220.3; 2008-01-01: 220.5; 2008-02-01: 220.6; 2008-03-01: 220.8; 2008-04-01: 220.8; 2008-05-01: 220.8; 2008-06-01: 220.8; 2008-07-01: 220.8; 2008-08-01: 220.8; 2008-09-01: 220.8; 2008-10-01: 220.8; 2008-11-01: 220.8; 2008-12-01: 221.4; 2009-01-01: 221.4; 2009-02-01: 222.7; 2009-03-01: 224.5; 2009-04-01: 227.7; 2009-05-01: 228.1; 2009-06-01: 228.6; 2009-07-01: 230.9; 2009-08-01: 230.5; 2009-09-01: 228.1; 2009-10-01: 227.2; 2009-11-01: 225.8; 2009-12-01: 213.1
| k) | Diesel | Index No | 2002-01-01: 372; 2003-08-01: 395; 2004-03-01: 372; 2004-08-01: 396.5; 2004-09-01: 400; 2004-11-01: 400; 2005-05-01: 372; 2005-08-01: 400; 2006-01-01: 418; 2006-02-01: 418; 2006-03-01: 418; 2006-04-01: 418; 2006-05-01: 418; 2006-06-01: 418; 2006-07-01: 418; 2006-08-01: 418; 2006-09-01: 418; 2006-10-01: 418; 2006-11-01: 418; 2006-12-01: 418; 2007-01-01: 418; 2007-02-01: 418; 2007-03-01: 418; 2007-04-01: 418; 2007-05-01: 449.5; 2007-06-01: 449.5; 2007-07-01: 449.5; 2007-08-01: 449.5; 2007-09-01: 449.5; 2007-10-01: 449.5; 2007-11-01: 449.5; 2007-12-01: 451.5; 2008-01-01: 451.5; 2008-02-01: 451.5; 2008-03-01: 465.8; 2008-04-01: 465.8; 2008-05-01: 465.8; 2008-06-01: 465.8; 2008-07-01: 465.8; 2008-08-01: 478.9; 2008-09-01: 478.9; 2008-10-01: 478.9; 2008-11-01: 478.9; 2008-12-01: 478.9; 2009-01-01: 482.3; 2009-02-01: 451.1; 2009-03-01: 452.2; 2009-04-01: 452.2; 2009-05-01: 452.2; 2009-06-01: 452.2; 2009-07-01: 481.4; 2009-08-01: 481.4; 2009-09-01: 481.4; 2009-10-01: 481.4; 2009-11-01: 481.4; 2009-12-01: 481.4
|  | Labour Correction Factor |  | 2002-01-01: 0.2352
Month and Year of Escalation | bar: 2002-01-01 to 2011-02-01
| Month and Year of Escalation |  | 2009-12-01
| S.No. | Particulars | Units | 2002-01-01: Rates/Index
| 1 | Power Transformer
| a) | Copper | INR/ MT | 2002-01-01: 326293; 2002-03-01: 326293
| b) | Electrical Steel sheet -CRGO | INR/ MT | 2002-01-01: 157341; 2002-03-01: 157341
| c) | Iron & Steel | Index No | 2002-01-01: 291.4; 2002-03-01: 291.4
| d) | Insulating Material | INR/ Kg | 2002-01-01: 403.35; 2002-03-01: 403.35
| e) | Transformer Oil | INR/ KL | 2002-01-01: 49625; 2002-03-01: 49625
| f) | Labour | Index No. | 2002-01-01: 168; 2002-03-01: 168
| 2 | LT Transformer
| a) | Copper | INR/ MT | 2002-01-01: 326293
| b) | Electrical Steel sheet -CRGO | INR/ MT | 2002-01-01: 157341
| c) | Iron & Steel | Index No | 2002-01-01: 291.4
| d) | Insulating Material | INR/ Kg | 2002-01-01: 403.35
| e) | Transformer Oil | INR/ KL | 2002-01-01: 49625
| f) | Labour | Index No. | 2002-01-01: 168
| 3 | Circuit Breaker
| a) | Iron & Steel | Index No. | 2002-01-01: 291.4; 2002-03-01: 291.4
| b) | Copper | INR/ MT | 2002-01-01: 326293; 2002-03-01: 326293
| c) | Alluminium | INR/ MT | 2002-01-01: 151150; 2002-03-01: 151150
| d) | Epoxy Resin | INR/ Kg | 2002-01-01: 188; 2002-03-01: 188
| e) | Labour | Index No. | 2002-01-01: 168; 2002-03-01: 168
| 4 | Current Transformer and Voltage Transformer
| a) | Index No.for Insulator | Index No | 2002-01-01: 158.03; 2002-03-01: 158.03
| b) | Iron & Steel | Index No | 2002-01-01: 291.4; 2002-03-01: 291.4
| c) | Transformer Oil | INR/ KL | 2002-01-01: 49625; 2002-03-01: 49625
| d) | Index No.for Insulator | Index No | 2002-01-01: 158.03; 2002-03-01: 158.03
| e) | Electrical Steel sheet -CRGO | INR/ MT | 2002-01-01: 157341; 2002-03-01: 157341
| f) | Copper | INR/ MT | 2002-01-01: 326293; 2002-03-01: 326293
| g) | Alluminium | INR/ MT | 2002-01-01: 151150; 2002-03-01: 151150
| h) | Epoxy Resin | INR/ Kg | 2002-01-01: 188; 2002-03-01: 188
| i) | Labour | Index No | 2002-01-01: 168; 2002-03-01: 168
| 5 | Isolator
| a) | Iron & Steel | Index No | 2002-01-01: 291.4; 2002-03-01: 291.4
| b) | Copper | INR/ MT | 2002-01-01: 326293; 2002-03-01: 326293
| c) | Alluminium | INR/ MT | 2002-01-01: 151150; 2002-03-01: 151150
| d) | Epoxy Resin | INR/ Kg | 2002-01-01: 188; 2002-03-01: 188
| e) | Labour | Index No. | 2002-01-01: 168; 2002-03-01: 168
| 6 | Surge Arrester
| a) | Zinc | INR/ MT | 2002-01-01: 123700; 2002-03-01: 123700
| b) | Cobalt | INR/ Kg | 2002-01-01: 2336.41; 2002-03-01: 2336.41
| c) | Alluminium | INR/ MT | 2002-01-01: 151150; 2002-03-01: 151150
| d) | Ball clay | INR/ MT | 2002-01-01: 2275; 2002-03-01: 2275
| e) | Bismath | INR/ Kg | 2002-01-01: 951.89; 2002-03-01: 951.89
| f) | Fuels/power | Index No | 2002-01-01: 344.6; 2002-03-01: 344.6
| g) | Labour | Index No | 2002-01-01: 168; 2002-03-01: 168
| 7 | Substation Structures including bolts and Nuts
| a) | Published Price Index of Structurel Steel | Index No | 2002-01-01: 48047; 2002-03-01: 48047
| b) | Published Price Index of Electrolytic Zinc | INR / MT | 2002-01-01: 123700; 2002-03-01: 123700
| c) | Labour | Index No | 2002-01-01: 168; 2002-03-01: 168
| 8 | Index No of INSLR |  | 2002-01-01: 158.03; 2002-03-01: 158.03
| a) | Transformer Oil | INR/ KL | 2002-01-01: 49625; 2002-03-01: 49625
| b) | Labour | Index No | 2002-01-01: 168; 2002-03-01: 168
| 9 | PVC/XLPE Insulated Power and Control Cables
| a) | PVC Compound | INR / MT | 2002-01-01: 90500; 2002-03-01: 90500
| b) | Metal | INR / MT | 2002-01-01: 127200; 2002-03-01: 127200
| c) | Alliminium | INR / MT | 2002-01-01: 124933; 2002-03-01: 124933
| d) | Copper | INR / MT | 2002-01-01: 361737; 2002-03-01: 361737
| e) | Weight in MT of metal KM (Size wise) |  | 2002-01-01: 0
| f) | IOC _HST basic ceiling selling price ex -refinery issued by IOC Northen region New Delhi |  | 2002-01-01: 481.4; 2002-03-01: 481.4
| g) | All india average consuer prize index for industrial worker(base 1982=100)as published by labour bureau, Govt of india and circulated by emo. | Index No | 2002-01-01: 168; 2002-03-01: 168
| h) | Index No.of whole sell price in india for iron and steel as published by reserve bank of india bulltein | Index No | 2002-01-01: 291.4; 2002-03-01: 291.4
| i) | Index No.of whole sell price in india for non metalic mineral products(Structurel clay product) as published by RBI. | Index No | 2002-01-01: 227.2; 2002-03-01: 227.2
| j) | Cement | Index No | 2002-01-01: 213.1; 2002-03-01: 213.1
| k) | Diesel | Index No | 2002-01-01: 481.4; 2002-03-01: 481.4
|  | Labour Correction Factor |  | 2002-01-01: 0.2352
Note on C78: Base of Labour Index was changed in 2005. Hence, a labour correction factor has been applied to reflect true escalation in labou cost

## Escalated Cost
CERC
Capital Cost Benchmarking
Sl No |  | Descripction & Ref No |  |  | C-14405-S162-3/P-154 & 155/LOA-I/2571 DT: 10-07-2008 | C-14405-S162-3/P-154 & 155/LOA-I/2571 DT: 10-07-2008 | C-13603-S162-3(R1)/LOA-I/2821 DT: 03/02/2009 | C-46205-S162-1/CA-I/2905 DT: 01-12-2008 | C-33020-S162-1/CA-I/3004 Dated 27.03.2009
B |  | Name of Sub-Station |  |  | Ballabhgarh | Luknow | Meerut | Raipur | Wardha
C |  | Name of Transmission line |  |  | Ballabhgarh - Kanpur D/C T/L - 40% | Lucknow - Gorakhpur D/C T/L - 30% | Tehri - Meerath 765 S/C kV - 50% | Raipur-Raigrah D/C T/L - 40% | Wadra -Raipur D/C line with Quad conductor - 40%
|  | B.O.Q |  |  | Unit Prices | Unit Prices | Unit Prices | Unit Prices | Unit Prices
|  | Base Date of Indices |  |  | *July-08 | *July-08 | *Feb-09 | *Dec-08 | *March-09
| S.No. | Particulars | Unit | Rate
1 | 1 | SF6 Bypass Circuit Breaker -3-Ph | Num# | INR Lakhs | 95.0487 | 81.1594 | 176.9203 | 99.6167 | 63.748
2 | 2 | Protective Spark Gap - forced triggered | Num# | INR Lakhs | 172.8517 | 104.7275 | 203.7021 | 129.8414 | 159.8756
3 | 3 | Damping Cirucit | Num# | INR Lakhs | 70.3346 | 43.8149 | 72.749 | 20.3353 | 53.6455
4 | 4 | Series Capacitor Bank | Num# | INR Lakhs | 366.3899 | 196.5864 | 328.6681 | 0 | 678.6681
5 | 5 | Disconnecting and Bypass Isolators (Individual Pole operated) Double Break. | Num# | INR Lakhs
a) | a) | 3-Ph, with one earth switch | Num# | INR Lakhs | 7.7821 | 8.428 | 11.0636 | 36.4991 | 3.805
b) | b) | 3-Ph, Without earth switch | Num# | INR Lakhs | 6.3738 | 6.7844 | 9.0135 | 29.8723 | 3.0586
6 | 6 | Insulated platforms -3-Ph - Including Plot form & BPS etc. | Num# | INR Lakhs | 82.9972 | 77.1552 | 207.8095 | 151.6034 | 139.9655
7 | 7 | Metal Oxide Varistor, (MOV) including 10% Spare ( SA) | Num# | INR Lakhs | 83.545 | 109.1482 | 110.2953 | 185.0619 | 116.315
8 | 8 | Control & Protection Equipment excluding signal column | Num# | INR Lakhs | 172.193 | 172.193 | 161.135 | 175.1515 | 234.6582
9 | 9 | Current Transformer | Num# | INR Lakhs | 10.0932 | 10.0932 | 10.0249 | 21.6008 | 14.9858
10 | 10 | Platform to ground signal transmission system | Num# | INR Lakhs | 21.2642 | 21.2642 | 25.988 | 36.3744 | 0
11 | 11 | Power supply Cubicles including ACDB & DCDB | Num# | INR Lakhs | 2.7682 | 2.7682 | 0 | 18.17 | 0
12 | 12 | Power and Control cables including cables including cable accessories for both the banks | L/S | INR Lakhs | 37.8424 | 37.008 | 52.8907 | 43.4764 | 62.788
13 | 13 | Bus bar material including post insulators, disc insulator strings, Hardwares, Conductor, Aluminium Tube, GI wire, clamps and connectors, Earthig materials etc. for 3 phases for both the banks | L/S | INR Lakhs | 65.1663 | 69.4657 | 219.5282 | 200.7092 | 118.1234
14 | 14 | Galvanised Steel Structures for 3 phases for both the banks | L/S | INR Lakhs | 13.36 | 13.36 | 59.5829 | 63.1232 | 50.8657
15 | 15 | Surge Arrrestor (390kV) for 400kV system | Num# | INR Lakhs | 1.4189 | 1.4189 | 1.7541 | 0 | 0
16 | 16 | Air conditioned kiosks for two banks | Num# | INR Lakhs | 10.2774 | 10.2774 | 0 | 14.2508 | 0
17 | 17 | Fire Protection System | L/S | INR Lakhs | 11.9603 | 11.9603 | 17.5847 | 14.4827 | 6.12
| 18 | Illuminination system | L/S | INR Lakhs | 0 | 0 | 5.76 | 0 | 4.49
18 | 19 | Mandatory Spares | L/S | INR Lakhs | 117.3613 | 139.9333 | 172.7474 | 143.6647 | 178.9666
19 | 20 | Civil Engineering Works |  |  | 159.0969 | 148.8855 | 466.8587 | 256.7839 | 243.9318
20 | 21 | Errection Charges
a) | a) | SF6 Bypass Circuit Breaker (3-Ph) | Num# | INR Lakhs | 5.7659 | 5.7659 | 5.8368 | 10.0405 | 0.77601
b) | b) | Protective Spark Gap (forced triggered) | Num# | INR Lakhs | 0.43516 | 0.43516 | 0.43776 | 22.0323 | 0.52767
c) | c) | Damping Cirucit | Num# | INR Lakhs | 0.21758 | 0.21758 | 0.22162 | 3.4506 | 0.94544
e) | d) | Series Capacitor Bank | Num# | INR Lakhs | 7.9308 | 7.9308 | 8.0255 | 0 | 11.3081
f) | e) | Disconnecting and Bypass Isolators (Individual Pole operated) Double Break. | Num# | INR Lakhs | 0 | 0 | 0 | 0 | 0
i | f) | 3-Ph, with one earth switch | Num# | INR Lakhs | 0.28829 | 0.28829 | 0.29184 | 5.4114 | 0.054452
ii | g) | 3-Ph, Without earth switch | Num# | INR Lakhs | 0.28829 | 0.28829 | 0.29184 | 5.4101 | 0.04377
g) | h) | Insulated platforms -3-Ph - Including Plot form & BPS Etc | Num# | INR Lakhs | 6.9191 | 6.9191 | 2.6262 | 0 | 4.8886
h) | i) | Metal Oxide Varistor, (MOV) including 10% Spare | Num# | INR Lakhs | 2.1649 | 2.1649 | 5.8397 | 10.6311 | 0.21107
i) | j) | Control & Protection Equipment excluding signal column | Num# | INR Lakhs | 2.8829 | 2.8829 | 2.9184 | 8.8593 | 7.3874
j) | k) | Current Transformer | Num# | INR Lakhs | 1.2258 | 1.2258 | 1.2411 | 3.2025 | 0.2327
k) | l) | Platform to ground signal transmission system | Num# | INR Lakhs | 1.1532 | 1.1532 | 1.1674 | 6.1722 | 0
l) | m) | Power supply Cubictes including ACDB & DCDB | Num# | INR Lakhs | 0.29373 | 0.29373 | 2.0428 | 5.9076 | 0
m) | n) | Power and Control cables including cables including cable accessories for both the banks | Num# | INR Lakhs | 6.4948 | 6.4948 | 6.5663 | 0 | 5.4317
n) | o) | Bus bar material including post insulators, disc insulator strings, Hardwares, Conductor, Aluminium Tube, GI wire, clamps and connectors, Earthig materials etc. for 3 phases for both the banks | L/S | INR Lakhs | 5.0479 | 5.0479 | 5.1072 | 0 | 3.7959
o) | p) | Galvanised Steel Structures for 3 phases for both the banks | Num# | INR Lakhs | 3.5357 | 3.5357 | 3.575 | 0 | 4.1942
p) | q) | Surge Arrrestor (390kV) for 400kV system | Num# | INR Lakhs | 0.31549 | 0.31549 | 0.32103 | 0 | 0
q) | r) | Air conditioned kiosks for two banks | Num# | INR Lakhs | 0.57659 | 0.57659 | 0 | 0 | 0
r) | s) | Fire Protection System | Num# | INR Lakhs | 0.20964 | 0.20964 | 5.8368 | 0 | 0.21355
| t) | Illuminination system | L/S | INR Lakhs | 0 | 0 | 0.73135 | 0 | 0.78676
s) | u) | Dismantling and re-erection of overhead stringing including insulator string along with necessary hardware etc. over the proposed installation of the series capacitor | L/S | INR Lakhs | 0.36052 | 0.35901 | 0.3648 | 0 | 0

## Average Cost
CERC
Capital Cost Benchmarking
Sl No
B
C
|  | Average Prices | Unit
| S.No. | Particulars | Rate
1 | 1 | SF6 Bypass Circuit Breaker -3-Ph | INR Lakhs | 103.2986
2 | 2 | Protective Spark Gap - forced triggered | INR Lakhs | 154.1996
3 | 3 | Damping Cirucit | INR Lakhs | 52.1759
4 | 4 | Series Capacitor Bank | INR Lakhs | 392.5781
5 | 5 | Disconnecting and Bypass Isolators (Individual Pole operated) Double Break. | INR Lakhs
a) | a) | 3-Ph, with one earth switch | INR Lakhs | 13.5156
b) | b) | 3-Ph, Without earth switch | INR Lakhs | 11.0205
6 | 6 | Insulated platforms -3-Ph - Including Plot form & BPS etc. | INR Lakhs | 131.9062
7 | 7 | Metal Oxide Varistor, (MOV) including 10% Spare ( SA) | INR Lakhs | 120.8731
8 | 8 | Control & Protection Equipment excluding signal column | INR Lakhs | 183.0661
9 | 9 | Current Transformer | INR Lakhs | 13.3596
10 | 10 | Platform to ground signal transmission system | INR Lakhs | 26.2227
11 | 11 | Power supply Cubicles including ACDB & DCDB | INR Lakhs | 7.9021
12 | 12 | Power and Control cables including cables including cable accessories for both the banks | INR Lakhs | 46.8011
13 | 13 | Bus bar material including post insulators, disc insulator strings, Hardwares, Conductor, Aluminium Tube, GI wire, clamps and connectors, Earthig materials etc. for 3 phases for both the banks | INR Lakhs | 134.5986
14 | 14 | Galvanised Steel Structures for 3 phases for both the banks | INR Lakhs | 40.0584
15 | 15 | Surge Arrrestor (390kV) for 400kV system | INR Lakhs | 1.5306
16 | 16 | Air conditioned kiosks for two banks | INR Lakhs | 11.6018
17 | 17 | Fire Protection System | INR Lakhs | 12.4216
| 18 | Illuminination system | INR Lakhs | 5.125
18 | 19 | Mandatory Spares | INR Lakhs | 150.5347
19 | 20 | Civil Engineering Works |  | 255.1114
20 | 21 | Errection Charges
a) | a) | SF6 Bypass Circuit Breaker (3-Ph) | INR Lakhs | 5.637
b) | b) | Protective Spark Gap (forced triggered) | INR Lakhs | 4.7736
c) | c) | Damping Cirucit | INR Lakhs | 1.0106
e) | d) | Series Capacitor Bank | INR Lakhs | 8.7988
f) | e) | Disconnecting and Bypass Isolators (Individual Pole operated) Double Break. | INR Lakhs
i | f) | 3-Ph, with one earth switch | INR Lakhs | 1.2669
ii | g) | 3-Ph, Without earth switch | INR Lakhs | 1.2645
g) | h) | Insulated platforms -3-Ph - Including Plot form & BPS Etc | INR Lakhs | 5.3382
h) | i) | Metal Oxide Varistor, (MOV) including 10% Spare | INR Lakhs | 4.2024
i) | j) | Control & Protection Equipment excluding signal column | INR Lakhs | 4.9862
j) | k) | Current Transformer | INR Lakhs | 1.4256
k) | l) | Platform to ground signal transmission system | INR Lakhs | 2.4115
l) | m) | Power supply Cubictes including ACDB & DCDB | INR Lakhs | 2.1344
m) | n) | Power and Control cables including cables including cable accessories for both the banks | INR Lakhs | 6.2469
n) | o) | Bus bar material including post insulators, disc insulator strings, Hardwares, Conductor, Aluminium Tube, GI wire, clamps and connectors, Earthig materials etc. for 3 phases for both the banks | INR Lakhs | 4.7497
o) | p) | Galvanised Steel Structures for 3 phases for both the banks | INR Lakhs | 3.7101
p) | q) | Surge Arrrestor (390kV) for 400kV system | INR Lakhs | 0.31734
q) | r) | Air conditioned kiosks for two banks | INR Lakhs | 0.57659
r) | s) | Fire Protection System | INR Lakhs | 1.6174
| t) | Illuminination system | INR Lakhs | 0.75905
s) | u) | Dismantling and re-erection of overhead stringing including insulator string along with necessary hardware etc. over the proposed installation of the series capacitor | INR Lakhs | 0.36144

## Alternates
CERC
Capital Cost Benchmarking
BOQ & Cost for Series Compensation
S. No | Description | Unit | Rate | Series Compensation -1- For D/CLine |  | Series Compensation -2 - For S/CLine
|  |  |  | Quantity | Amount - Rs Lakhs | Quantity | Amount - Rs Lakhs
Material & Equipment
1 | SF6 Bypass Circuit Breaker (3-Ph) | Nos | 103.2986 | 2 | 206.5972 | 1 | 103.2986
2 | Protective Spark Gap (forced triggered) | Set | 154.1996 | 2 | 308.3992 | 1 | 154.1996
3 | Damping Cirucit | Set | 52.1759 | 2 | 104.3518 | 1 | 52.1759
4 | Series Capacitor Bank (as per Tech Specification) | Set | 392.5781 | 2 | 785.1562 | 1 | 392.5781
5 | Disconnecting and Bypass Isolators (Individual Pole operated) Double Break.
a) | 3-Ph, with one earth switch | No | 13.5156 | 4 | 54.0622 | 2 | 27.0311
b) | 3-Ph, Without eatth switch | No | 11.0205 | 2 | 22.041 | 1 | 11.0205
6 | Insulated platforms (3-Ph) | Set | 131.9062 | 2 | 263.8123 | 1 | 131.9062
a) | Structures
b) | Platform Insulators including BPIs & String Insulators
7 | Metal Oxide Varistor, (MOV) including 10% Spare | Set | 120.8731 | 2 | 241.7461 | 1 | 120.8731
8 | Control & Protection Equipment excluding signal column | Set | 183.0661 | 2 | 366.1323 | 1 | 183.0661
9 | Current Transformers | Set | 13.3596 | 2 | 26.7191 | 1 | 13.3596
10 | Platform to ground signal transmission system | Set | 26.2227 | 2 | 52.4454 | 1 | 26.2227
11 | Power supply Cubictes including ACDB & DCDB | Set | 7.9021 | 2 | 15.8042 | 1 | 7.9021
12 | Power and Control cables including cables including cable accessories for both the banks | L/S | 46.8011 | 1 | 46.8011 | 0.5 | 23.4005
13 | Bus bar material including post insulators, disc insulator strings, Hardwares, Conductor, Aluminium Tube, GI wire, clamps and connectors, Earthig materials etc. for 3 phases for both the banks | L/S | 134.5986 | 1 | 134.5986 | 0.5 | 67.2993
14 | Galvanised Steel Structures for 3 phases for both the banks | L/S | 40.0584 | 1 | 40.0584 | 0.5 | 20.0292
15 | Surge Arrrestor (390kV) for 400kV system | No | 1.5306 | 6 | 9.1838 | 3 | 4.5919
16 | Air conditioned kiosks for two banks | No | 11.6018 | 1 | 11.6018 | 1 | 11.6018
17 | Fire Protection System | L/S | 12.4216 | 1 | 12.4216 | 0.5 | 6.2108
18 | Illuminination system | L/S | 5.125 | 1 | 5.125 | 1 | 5.125
19 | Civil Works | L/S | 255.1114 | 1 | 255.1114 | 0.75 | 191.3335
20 | Errection Chargers
a) | SF6 Bypass Circuit Breaker (3-Ph) | Nos | 5.637 | 2 | 11.274 | 1 | 5.637
b) | Protective Spark Gap (forced triggered) | Nos | 4.7736 | 2 | 9.5472 | 1 | 4.7736
c) | Damping Cirucit | Nos | 1.0106 | 2 | 2.0211 | 1 | 1.0106
e) | Series Capacitor Bank | Nos | 8.7988 | 2 | 17.5977 | 1 | 8.7988
f) | Disconnecting and Bypass Isolators (Individual Pole operated) Double Break.
i | 3-Ph, with one earth switch | Nos | 1.2669 | 4 | 5.0675 | 2 | 2.5337
ii | 3-Ph, Without earth switch | Nos | 1.2645 | 2 | 2.5289 | 1 | 1.2645
g) | Insulated platforms -3-Ph - Including Plot form & BPS Etc | Sets | 5.3382 | 2 | 10.6765 | 1 | 5.3382
h) | Metal Oxide Varistor, (MOV) including 10% Spare | Sets | 4.2024 | 2 | 8.4047 | 1 | 4.2024
i) | Control & Protection Equipment excluding signal column | Sets | 4.9862 | 2 | 9.9724 | 1 | 4.9862
j) | Current Transformer | Set | 1.4256 | 2 | 2.8511 | 1 | 1.4256
k) | Platform to ground signal transmission system | Sets | 2.4115 | 2 | 4.823 | 1 | 2.4115
l) | Power supply Cubictes including ACDB & DCDB | Set | 2.1344 | 2 | 4.2689 | 1 | 2.1344
m) | Power and Control cables including cables including cable accessories for both the banks | L/S | 6.2469 | 1 | 6.2469 | 0.75 | 4.6852
n) | Bus bar material including post insulators, disc insulator strings, Hardwares, Conductor, Aluminium Tube, GI wire, clamps and connectors, Earthig materials etc. for 3 phases for both the banks | L/S | 4.7497 | 1 | 4.7497 | 0.5 | 2.3749
o) | Galvanised Steel Structures for 3 phases for both the banks | L/S | 3.7101 | 1 | 3.7101 | 0.75 | 2.7826
p) | Surge Arrrestor (390kV) for 400kV system | Nos | 0.31734 | 6 | 1.904 | 3 | 0.95201
q) | Air conditioned kiosks for two banks | Nos | 0.57659 | 1 | 0.57659 | 1 | 0.57659
r) | Fire Protection System | L/S | 1.6174 | 1 | 1.6174 | 0.75 | 1.213
s) | Illuminination system | L/S | 0.75905 | 1 | 0.75905 | 1 | 0.75905
| Dismantling and re-erection of overhead stringing including insulator string along with necessary hardware etc. over the proposed installation of the series capacitor | L/S | 0.36144 | 1 | 0.36144 | 1 | 0.36144
| Hard Cost in Rs Lakhs |  |  |  | 3071.127 |  | 1611.4469
| Material Portion in Rs lakhs |  |  |  | 2707.0574 |  | 1361.8921
| T &D on Materials / equipments at 10.4048 % |  |  |  | 281.6639 |  | 141.7022
| Total cost of Series compensation with Taxes & Duties in Rs Lakhs |  |  |  | 3352.7909 |  | 1753.1491

## Summary
CERC
Capital Cost Benchmarking
|  | Series Compensation -1- For D/CLine | Series Compensation -2 - For S/CLine
| INR Cr | 30.7113 | 16.1145