## Base Case
CERC
Capital Cost Benchmarking
Thermal Power Plants
| Variable | Parameters for Variables | Reduction/Escalation | Reduction/Escalation | Reduction/Escalation | Reduction/Escalation
|  |  | 500 | 600 | 660 | 800
| Calorific Value of Coal | 3000-4000 Kcal/Kg | Base Cost | Base Cost
|  | 3800-4800 Kcal/Kg |  |  | Base Cost | Base Case
| Ash Content in Coal | Below 25% |  |  |  | Base Cost
|  | 35-40% | Base Cost | Base Cost | Base Cost
Moisture Content in Coal
|  | 8%- 15% | Base Cost | Base Cost | Base Cost | Base Cost
Boiler Efficiency
|  | 86% | Base Cost | Base Cost | Base Cost | Base Cost
| Suspended Particulate Matter | 50-100 ppm | Base Cost | Base Cost | Base Cost
|  | 25- 50 ppm |  |  |  | Base Cost
| Ash Utilisation | Fly Ash Utilisation (80%) | Base Cost | Base Cost | Base Cost | Base Cost
| Boiler Configuration | Tower Type | Base Cost | Base Cost | Base Cost | Base Cost
| Turbine Heat Rate | 1950 Kcal/Kwh | Base Cost | Base Cost
|  | 1875 Kcal/Kwh |  |  | Base Cost
|  | 1825 Kcal/Kwh |  |  |  | Base Cost
| CW Temprature (Turbine Generator Island) | 33 Degree Celsius | Base Cost | Base Cost | Base Cost | Base Cost
| CW Temprature (Cooling Tower) | 33 Degree Celsius | Base Cost | Base Cost | Base Cost | Base Cost
| Distance of Water Source (River) | [12 empty] | No. of Bays | No. of Bays
|  | 5 km | Base Cost | Base Cost | Base Cost | Base Cost | [5 empty] | 2.25 | 1 x 500 | 5 | 5 | 3.5
[14 empty] | #VALUE! | 17.5
| Raw Water System | River Water | Base Cost | Base Cost | Base Cost
|  | Onshore Coastal |  |  |  | Base Cost | [8 empty] | #VALUE!
[14 empty] | 400 | 765
| Clarification Plant | [12 empty] | No. of Bays | No. of Bays
|  | With Clarifier | Base Cost | Base Cost | Base Cost | Base Cost | [5 empty] | 2.25 | 1 x 500 | 3 | 3 | 3.5
[13 empty] | 2 x500 | 4 | 4
| Evacuation Voltage Level | 400 kV | Base Cost | Base Cost | [8 empty] | 3 x 500 | 5 | 5
|  | 765 kV |  |  | Base Cost | Base Cost | [7 empty] | 27 | 42
155.6%
| Mode of Unloading Fuel Oil | Train | Base Cost | Base Cost | Base Cost | Base Cost | [7 empty] | #VALUE! | -24.5
|  | Truck | [11 empty] | #VALUE! | -140%
| Foundation Type | Raft Type | Base Cost | Base Cost | Base Cost | Base Cost
Pile Type
| Type of Soil | Hard Soil | Base Cost | Base Cost | Base Cost
|  | Loose Soil |  |  |  | Base Case
| Seismic and Wind Zone | Low | Base Cost | Base Cost | Base Cost | Base Cost
High
| Type of Fly Ash Disposal | Dry Fly Ash Disposal at 1 km | Base Cost | Base Cost | Base Cost | Base Cost
| Type of Wet Ash Disposal | Wet Bottom Ash Disposal at 3 km | Base Cost | Base Cost | Base Cost | Base Cost
| Coal Unloading Mechanism | Track Hoppper | Base Cost | Base Cost | Base Cost | Base Cost
| Water Level (Civil Works) | Less than 3 meters | Base Cost | Base Cost | Base Cost | Base Cost
| Condensate Cooling Method | Once Through (Sea Water)
|  | Natural Draft | Base Cost | Base Cost | Base Cost | Base Cost
Induced Draft
| Desalination / RO Plant (Sea Water) | Reverse Osmosis (RO) Plant | Base Cost | Base Cost |  |  |  | 8 |  |  | 37.5%
|  | Desalination Plant (RO Type) |  |  | Base Cost | Base Cost |  | 11 |  |  | 75%
|  | Desalination Plant (Thermal) | [5 empty] | 14
5
| Transmission Line | 400 kV | Base Cost | Base Cost |  |  |  | 6.5
|  | 765 kV |  |  | Base Cost | Base Cost |  | 9
9
| Completion Schedule | 44 Months | Base Cost | Base Cost | 52 Months | 58 Months |  | 13
|  | 47 Months |  |  | 58 Months | 64 Months |  | 18
[8 empty] | 30 | 9
| Terms of Payment | 10% Advance+ 80% on Delivery+ 5% on Completion+ 5% on operational acceptance | Base Cost | Base Cost | Base Cost | Base Cost |  | 50 | 14 | 55.56%
[8 empty] | 9 | 22 | 144.4%
13
| Performance Guarantee Liability | Standard (10% of Contract Value) | Base Cost | Base Cost | Base Cost | Base Cost |  | 19.5
| Basis of Price (Firm/Escalation-Linked) | Firm Prices | Base Cost | Base Cost | Base Cost | Base Cost |  | 23.08%
44.44%
44.44%
| Equipment Supplier (Country of Origin) | India | Base Cost | Base Cost | Base Cost | Base Cost |  | 61.54%
61.54%
Dry Fly Ash Disposal at 1 km
Dry Fly Ash Disposal at 2 km
Dry Fly Ash Disposal at 3 km
Wet Bottom Ash Disposal at 2 km
Wet Bottom Ash Disposal at 3 km
Wet Bottom Ash Disposal at 10 km
HCSS at 2 km
HCSS at 3 km
HCSS at 5 km
Fly Wet Ash Disposal at 2 km
Fly Wet Ash Disposal at 3 km
Fly Wet Ash Disposal at 10 km

## Cover
Central Electricity Regulatory Commission
Capital Cost Benchmarking for Thermal Power Stations

## L
CERC
Capital Cost Benchmarking
Formatting of Headers / Dividers
| Sheet Header 1 | CERC | SheetHeader1
| Sheet Header 2 | Capital Cost Benchmarking | SheetHeader2
| Sheet Header 3 | Thermal Power Plants | SheetHeader3
| Header 1 | Header 1 | Header1
| Header 2 | Header 2 | Header2
| Header 3 | Header 3 | Header3
| Inputs Divider | Operational Assumptions | Inputs_Divider
| Table Heading 1 | Table Heading 1 | Table_Heading1
| Table Heading 2 | Table Heading 2 | Table_Heading2
Individual Cell Assumptions
| Standard Assumption | 100 | Assumptions
| Offsheet Reference | 100 | Offsheet
| Flex Cell | 100 | Assumption_Flex
| Name Inputs | Cost Type | Technical_Input
| Technical Input | 1000 | Input
| Empy Cell |  | Empty_Cell
| Background for Flag | 0 | Flag
Infrastructure
| Line Total | 100 | Line_Summary
| Units | USD | Unit
| Operation Line (Non-Addition) | 100 | Line_Operation
| Operation (Addition / Total) | 100 | Line_Total
| Closing Balance | 100 | Line_ClosingBal
| Key Line | 100 | Line_Key
Development Styles
| WIP | W | WIP

## User Guide
CERC
Capital Cost Benchmarking
Thermal Power Plants
INPUT
| 1 | Select the sheet named as Computation_Sheet
| 2 | Select the desired month and year of escalation from drop-down list provided in cell D6
| 3 | Select the plant configuration from the drop down list provided in cell D8 to D10
| 4 | Enter the applicable plant parameters from the drop down list for cells from D13 to D35
| 5 | Enter the quantitative variables from the drop down list for cells from G13 to G17
| 6 | For optional packages, select the appropriate option according to applicability. This is to be done for cells from G22 to G29
| 7 | For Transmission Lines till tie point, please enter the length in kilometers
| 8 | The indices for different materials can be updated using RBI Bulletien in Sheet named Indices
OUPUT
| 1 | Select the sheet named as Final_Output
| 2 | The benchmarks at seggregated level is can be seen from cells D12 to D26 for manadatory packages
| 3 | The benchmarks at seggregated level is can be seen from cells H12 to H19 for optional packages
| 4 | The total hard cost of desired configuration of power station can be seen in cell D29

## Plant Details (hidden)
CERC
Capital Cost Benchmarking
Thermal Power Plants
|  | Sipat STPS, Stage-II | Talcher STPS Stage-III | Valur STPS Ph-I | Simadhri STPS Stage-II | Vindhyanchal Stage-IV | Jhajjar | Mauda | Marwa
| Coal Quality -Calorific Value | 2900-3400 Kcal/Kg | 2900-3400 Kcal/Kg |  | 2900-3400 Kcal/Kg |  | 3400-4000 Kcal/Kg | 2900-3400 Kcal/Kg | 2900-3400 Kcal/Kg
| Ash Content | 30-40% | 30-40% |  | 30-40% |  | 30-40% | 30-40% | 30-40%
| Moisture Content | 8%- 12% | 8%- 12% |  | 8%- 12% |  | 8%- 12% | 8%- 12% | 8%- 12%
| Boiler Efficiency | 87.5% | 87.5% |  | 87.5% |  | 87.5% | 87.5% | 87.5%
| Suspended Particulate Matter | Above 100 ppm | Above 100 ppm |  | Above 100 ppm |  | Above 100 ppm | Above 100 ppm | Above 100 ppm
| Ash Utlilisation | Fly Ash Utilisation (80%) | Fly Ash Utilisation (80%) |  | Fly Ash Utilisation (80%) |  | Fly Ash Utilisation (80%) | Fly Ash Utilisation (80%) | Fly Ash Utilisation (80%)
| Turbine Heat Rate | 1930 Kcal/Kwh | 1930 Kcal/Kwh |  | 1930 Kcal/Kwh |  | 1930 Kcal/Kwh | 1930 Kcal/Kwh | 1930 Kcal/Kwh
| CW temperature | 30 Degree Celsius | 30 Degree Celsius |  | 30 Degree Celsius |  | 30 Degree Celsius | 30 Degree Celsius | 30 Degree Celsius
| Distance of Water Source | 30 km | 10 km |  | 10 km |  | 10 km | 10 km | 2 km
| Green Field/Extension (Water System) | Greenfield | Extension |  | Extension |  | Extension | Extension | Extension
| Water Source | River Water | River Water |  | River Water |  | River Water | River Water | River Water
| Water Table | Less than 3 meters | Less than 3 meters |  | Less than 3 meters |  | Less than 3 meters | Less than 3 meters | Less than 3 meters
Type of Fly Ash Disposal
Type of Bottom Ash Disposal
Distance of Ash Disposal Area
| Number of Units | 2 | 2 |  | 2 |  | 2 | 2 | 2
| Evacuation Voltage | 765 kV | 400 kV |  | 765 kV |  | 400 kV | 765 kV | 400 kV
| Green Field/Extension | Greenfield | Extension |  | Greenfield |  | Greenfield | Greenfield | Greenfield
| Foundation Type (Chimney) | Raft Type | Raft Type |  | Raft Type |  | Raft Type | Raft Type | Raft Type
| Technology (Cooling Tower) | Induced Draught | Induced Draught |  | Induced Draught |  | Natural Draught | Induced Draught | Induced Draught
| Clarifier | Without Clarifier | Without Clarifier |  | Without Clarifier |  | Without Clarifier | Without Clarifier | Without Clarifier
| Mode of Unloading Oil | Truck | Truck |  | Truck |  | Train | Truck | Train
| Coal Unloading Mechanism | Track Hopper | Track Hopper |  | Track Hopper |  | Track Hopper | Track Hopper | Track Hopper
| Type of Soil | Hard Soil | Hard Soil |  | Hard Soil |  | Hard Soil | Hard Soil | Hard Soil
| Desalination/RO Plant | NA | NA |  | NA |  | NA | NA | NA
| Greenfield/Extension-I/Extension-II | Extension-I | Extension-I |  | Extension-II |  | Extension-II | Greenfield | Greenfield

## Computation_Sheet
CERC
Capital Cost Benchmarking
Thermal Power Plants
 | time axis 2001-04-01 to 2014-03-01
| Choose Month and Year of Escalation |  | 2009-01-01
| Unit Size |  | 800
| Number of Units |  | 4
| Greenfield/Extension |  | Greenfield
| S.No. | Quantitative Variables | Values |  | Qualitative Variables | Values
| 1 | Coal Quality -Calorific Value | 3800-4800 Kcal/Kg |  | Completion Schedule | 44 Months
| 2 | Ash Content | 40-45% |  | Terms of Payment | 10% Advance+ 80% on Delivery+ 5% on Completion+ 5% on operational acceptance
| 3 | Moisture Content | 8%- 15% |  | Performance Guarantee Liability | Standard (10% of Contract Value)
| 4 | Boiler Efficiency | 86% |  | Basis of Price (Firm/Escalation-Linked) | Firm Prices
| 5 | Suspended Particulate Matter | 50-100 ppm |  | Equipment Supplier (Country of Origin) | India
| 6 | Ash Utlilisation | Fly Ash Utilisation (80%)
| 7 | Boiler Configuration | Double Pass Type
| 8 | Turbine Heat Rate | 1950 Kcal/Kwh
| 9 | CW temperature | 30 Degree Celsius |  | Choose Optional Packages | Yes/No
| 10 | Water Source | River Water |  | Desalination Plant/RO Plant | Yes
| 11 | Distance of Water Source | 20 km |  | MGR | Yes
| 12 | Clarifier | With Clarifier |  | Railway Siding | Yes
| 13 | Mode of Unloading Oil | Train |  | Unloading Equipment at Jetty | Yes
| 14 | Coal Unloading Mechanism | Wagon Tippler |  | Rolling Stock/Locomotive | Yes
| 15 | Type of Fly Ash Disposal and Distance | Dry Fly Ash Disposal at 3 km |  | FGD Plant | Yes
| 16 | Type of Bottom Ash Disposal and Distance | Wet Bottom Ash Disposal at 5 km |  | Township & Colony | Yes
| 17 | Type of Soil | Hard Soil |  | Length of Transmission Line till Tie Point (in km) | 0
| 18 | Foundation Type (Chimney) | Raft Type
| 19 | Water Table | Less than 3 meters
| 20 | Seismic and Wind Zone | Low
| 21 | Condensate Cooling Method | Once Through (Sea Water)
| 22 | Desalination/RO Plant | Reverse Osmosis (RO) Plant
| 23 | Evacuation Voltage Level | 400 kV
Name of package
| S.No. | Mandatory Packages | Factors | Variation in Factors | Escalation (INR Crores / MW) | Benchmark Cost (INR Crores/MW)
| 1 | Steam Generator Island | Coal Quality -Calorific Value | 3800-4800 Kcal/Kg | 0
|  |  | Ash Content | 40-45% | 0.03415
|  |  | Moisture Content | 8%- 15% | 0
|  |  | Boiler Efficiency | 86% | 0
|  |  | Suspended Particulate Matter | 50-100 ppm | -0.022766
|  |  | Ash Utlilisation | Fly Ash Utilisation (80%) | 0
|  |  | Boiler Configuration | Double Pass Type | 0.068299
[5 empty] | 0.079682 | 1.2789
| 2 | Turbine Generator Island | Turbine Heat Rate | 1950 Kcal/Kwh | 0
|  |  | CW temperature | 30 Degree Celsius | 0.00074964
[5 empty] | 0.00074964 | 0.75039
| 3 | Water System | Water Source | River Water | -0.062925
|  |  | Distance of Water Source | 20 km | 0.18878
|  |  | Clarifier | With Clarifier | 0
[5 empty] | 0.12585 | 0.2517
| 4 | Fuel Oil Handling & Storage System | Mode of Unloading Oil | Train | 0
[5 empty] | 0 | 0.046956
| 5 | Ash Handling System | Type of Fly Ash Disposal and Distance | Dry Fly Ash Disposal at 3 km | 0.060514
|  |  | Type of Bottom Ash Disposal and Distance | Wet Bottom Ash Disposal at 5 km | 0.068766
[5 empty] | 0.12928 | 0.26681
| 6 | Coal Handling System | Coal Quality -Calorific Value | 3800-4800 Kcal/Kg | 0
|  |  | Ash Content | 40-45% | 0.00792
|  |  | Coal Unloading Mechanism | Wagon Tippler | -0.0792
[5 empty] | -0.07128 | -0.056017
| 7 | Mechanical-Miscellaneous Package | None | None | 0.015263
[5 empty] | 0.015263 | 0.015263
| 8 | Switchyard Package | Evacuation Voltage Level | 400 kV | 0.062314
[5 empty] | 0.062314 | 0.12463
| 9 | Transformers, Switchgear, Cables, Cable Facilities, Grounding & Lighting Packages | Evacuation Voltage Level | 400 kV | -0.081398
[5 empty] | -0.081398 | 0.081398
| 10 | Emergency DG Set | None | None | 0.0020356
[5 empty] | 0.0020356 | 0.0020356
| 11 | C&I Package | None | None | 0.048848
[5 empty] | 0.048848 | 0.048848
| 12 | Chimney | Foundation Type (Chimney) | Raft Type | 0.035139
[5 empty] | 0.035139 | 0.070277
| 13 | Civil Works | Type of Soil | Hard Soil | -0.088275
|  |  | Water Table | Less than 3 meters | 0
|  |  | Seismic and Wind Zone | Low | 0
[5 empty] | -0.088275 | 0.50022
| 14 | Initial Spares | None | None | 0.18881
[5 empty] | 0.18881 | 0.18881
| 15 | Cooling Tower | Condensate Cooling Method | Once Through (Sea Water) | 0.086066
|  |  | CW temperature | 30 Degree Celsius | 0.0032275
[5 empty] | 0.089294 | 0.19688
|  | Optional Packages | Factors | Variation in Factors | Escalation (INR Crores / MW) | Benchmark Cost (INR/MW)
| 1 | Desalination Plant/RO Plant | Desalination/RO Plant | Reverse Osmosis (RO) Plant | 0
[5 empty] | 0 | 0.072997
| 2 | MGR | None | None | 0.02494
[5 empty] | 0.02494 | 0.02494
| 3 | Railway Siding | None | None | 0.1
[5 empty] | 0.1 | 0.1
| 4 | Unloading Equipment at Jetty | None | None | 0.2
[5 empty] | 0.2 | 0.2
| 5 | Rolling Stock/Locomotive | None | None | 0.035498
[5 empty] | 0.035498 | 0.035498
| 6 | FGD Plant | Coal Quality -Calorific Value | 3800-4800 Kcal/Kg | 0.18
[5 empty] | 0.18 | 0.36
| 7 | Township & Colony | None | None | 0.062406
[5 empty] | 0.062406 | 0.062406
| 8 | Transmission Line Cost till Tie Point (If applicable) | Evacuation Voltage Level | 400 kV | 0
[5 empty] | 0 | 0
Yes
No
3000-4000 Kcal/Kg
3800-4800 Kcal/Kg
4400-5500 Kcal/Kg
Above 5000 Kcal/Kg
0
Below 25%
25-35%
35-40%
40-45%
0
Less than 8%
8%- 15%
More than 15%
0
0.85
0.86
0.87
0.88
0.885
0.89
0
50-100 ppm
25- 50 ppm
Below 20 ppm
0
Fly Ash Utilisation (80%)
Fly Ash + Bottom Ash Utilisation (100%)
NA
Tower Type
Double Pass Type
0
1950 Kcal/Kwh
1930 Kcal/Kwh
1895 Kcal/Kwh
1875 Kcal/Kwh
1850 Kcal/Kwh
1825 Kcal/Kwh
0
33 Degree Celsius
30 Degree Celsius
27 Degree Celsius
0
2 km
5 km
10 km
20 km
30 km
River Water
Onshore Coastal
Offshore Coastal
0
Without Clarifier
With Clarifier
0
400 kV
765 kV
0
Train
Truck
0
Raft Type
Pile Type
0
Hard Soil
Loose Soil
0
Low
High
0
Dry Fly Ash Disposal at 1 km
Dry Fly Ash Disposal at 2 km
Dry Fly Ash Disposal at 3 km
HCSS at 2 km
HCSS at 3 km
HCSS at 5 km
Fly Wet Ash Disposal at 2 km
Fly Wet Ash Disposal at 3 km
Fly Wet Ash Disposal at 10 km
0
Wet Bottom Ash Disposal at 3 km
Wet Bottom Ash Disposal at 5 km
Wet Bottom Ash Disposal at 10 km
Dry Bottom Ash Disposal
0
Track Hoppper
Wagon Tippler
Conveyor (3 km)
Conveyor (5 km)
Conveyor (8 km)
0
Less than 3 meters
More than 3 meters
0
Once Through (Sea Water)
Natural Draught
Induced Draught
0
Reverse Osmosis (RO) Plant
Desalination Plant (RO Type)
Desalination Plant (Thermal)
0
400 kV
765 kV
0
44 Months
47 Months
0
10% Advance+ 80% on Delivery+ 5% on Completion+ 5% on operational acceptance
Others
0
Standard (10% of Contract Value)
Others
[7 empty] | 0 | 500
[7 empty] | Firm Prices | 1000
[7 empty] | Adjustable Prices | 1500
[7 empty] | 0 | 2000
[7 empty] | India | 500
[7 empty] | China | 1000
European
Russian/South Korean
Japan
Others (USA etc.)
0
[7 empty] | 1 x 500 MW (Greenfield) | 500
[7 empty] | 2 x 500 MW (Greenfield) | 1000
[7 empty] | 3 x 500 MW (Greenfield) | 1500
[7 empty] | 4 x 500 MW (Greenfield) | 1500
[7 empty] | 1 x 500 MW (Extension) | 500
[7 empty] | 2 x 500 MW (Extension) | 1000
[7 empty] | 1 x 600 MW (Greenfield) | 600
[7 empty] | 2 x 600 MW (Greenfield) | 1200
[7 empty] | 3 x 600 MW (Greenfield) | 1800
[7 empty] | 4 x 600 MW (Greenfield) | 2400
[7 empty] | 1 x 600 MW (Extension) | 600
[7 empty] | 2 x 600 MW (Extension) | 1200
[7 empty] | 1 x 660 MW (Greenfield) | 660
[7 empty] | 2 x 660 MW (Greenfield) | 1320
[7 empty] | 3 x 660 MW (Greenfield) | 1980
[7 empty] | 4 x 660 MW (Greenfield) | 2640
[7 empty] | 1 x 660 MW (Extension) | 660
[7 empty] | 2 x 660 MW (Extension) | 1320
[7 empty] | 1 x 800 MW (Greenfield) | 800
[7 empty] | 2 x 800 MW (Greenfield) | 1600
[7 empty] | 3 x 800 MW (Greenfield) | 2400
[7 empty] | 4 x 800 MW (Greenfield) | 3200
[7 empty] | 1 x 800 MW (Extension) | 800
[7 empty] | 2 x 800 MW (Extension) | 1600

## Final_Ouput
CERC
Capital Cost Benchmarking
Thermal Power Plants
| Month and Year of Escalation |  | 2009-01-01
| Unit Size |  | 800
| Number of Units |  | 4
| Greenfield/Extension |  | Greenfield
| Mandatory Packages |  |  | Optional Packages
| S.No. | Package | Benchmark Cost (INR Crore/MW) | S.No. | Package | Benchmark Cost (INR Crore/MW)
| 1 | Steam Generator Island | 1.2789 | 1 | Water Clarification System | 0.072997
| 2 | Turbine Generator Island | 0.75039 | 2 | MGR | 0.02494
| 3 | Water System | 0.2517 | 3 | Railway Siding | 0.1
| 4 | Fuel Oil Handling & Storage System | 0.046956 | 4 | Unloading Equipment at Jetty | 0.2
| 5 | Ash Handling System | 0.26681 | 5 | Rolling Stock/Locomotive | 0.035498
| 6 | Coal Handling System | -0.056017 | 6 | FGD Plant | 0.36
| 7 | Mechanical-Miscellaneous Package | 0.015263 | 7 | Township & Colony | 0.062406
| 8 | Switchyard Package | 0.12463 | 8 | Transmission Line Cost till Tie Point (If applicable) | 0
| 9 | Transformers, Switchgear, Cables, Cable Facilities, Grounding & Lighting Packages | 0.081398 |  | TOTAL | 0.85584
| 10 | Emergency DG Set | 0.0020356
| 11 | C&I Package | 0.048848
| 12 | Chimney | 0.070277
| 13 | Civil Works | 0.50022
| 14 | Initial Spares | 0.18881
| 15 | Cooling Tower | 0.19688
|  | TOTAL | 3.7671
| Total Benchmark Hard Cost for Power Station (INR Crores/MW) |  | 4.623

## BENCHMARK COST
CERC
Capital Cost Benchmarking
Thermal Power Plants
Name of package
|  |  | 500 | 500 | 500 | 500 | 500 | 500 | 600 | 600 | 600 | 600 | 600 | 600 | 660 | 660 | 660 | 660 | 660 | 660 | 800 | 800 | 800 | 800 | 800 | 800 | 800
|  |  | 1 | 2 | 3 | 4 | 1 | 2 | 1 | 2 | 3 | 4 | 1 | 2 | 1 | 2 | 3 | 4 | 1 | 2 | 1 | 2 | 3 | 4 | 1 | 2 | 4
|  |  | Greenfield | Greenfield | Greenfield | Greenfield | Extension | Extension | Greenfield | Greenfield | Greenfield | Greenfield | Extension | Extension | Greenfield | Greenfield | Greenfield | Greenfield | Extension | Extension | Greenfield | Greenfield | Greenfield | Greenfield | Extension | Extension | Greenfield
|  |  | 5001Greenfield | 5002Greenfield | 5003Greenfield | 5004Greenfield | 5001Extension | 5002Extension | 6001Greenfield | 6002Greenfield | 6003Greenfield | 6004Greenfield | 6001Extension | 6002Extension | 6601Greenfield | 6602Greenfield | 6603Greenfield | 6604Greenfield | 6601Extension | 6602Extension | 8001Greenfield | 8002Greenfield | 8003Greenfield | 8004Greenfield | 8001Extension | 8002Extension | 8004Greenfield
| Mandatory Packages | Units | Benchmark Cost (INR Crores/MW) | [5 empty] | Average Cost (INR Crores/MW) | [5 empty] | Benchmark Cost (INR Crores/MW) | [5 empty] | Benchmark Cost (INR Crores/MW)
1 | Steam Generator | INR Crores | 1.2545 | 1.2299 | 1.1079 | 1.046 | 1.1693 | 1.144 | 1.1751 | 1.152 | 1.0378 | 0.97976 | 1.0952 | 1.0715 | 1.1704 | 1.1474 | 1.0336 | 0.97583 | 1.0909 | 1.0672 | 1.3652 | 1.3384 | 1.2057 | 1.1383 | 1.2725 | 1.2449 | 1.1383
| - Steam Generator Island | INR Crores | 1.2545 | 1.2299 | 1.1079 | 1.046 | 1.1693 | 1.144 | 1.1751 | 1.152 | 1.0378 | 0.97976 | 1.0952 | 1.0715 | 1.1704 | 1.1474 | 1.0336 | 0.97583 | 1.0909 | 1.0672 | 1.3652 | 1.3384 | 1.2057 | 1.1383 | 1.2725 | 1.2449 | 1.1383
| - ESP | INR Crores | 0 | 0 | 0 |  | 0 | 0 | [13 empty] | 0 |  |  |  |  | 0
0
2 | Turbine Generator Island | INR Crores | 0.77298 | 0.73778 | 0.62552 | 0.62221 | 0.76296 | 0.70377 | 0.81002 | 0.77326 | 0.65524 | 0.65176 | 0.78254 | 0.73982 | 0.74164 | 0.70798 | 0.59993 | 0.59674 | 0.71648 | 0.67737 | 0.93166 | 0.88939 | 0.75365 | 0.74964 | 0.90006 | 0.85093 | 0.74964
| - Turbine Generator Island | INR Crores | 0.77054 | 0.73558 | 0.62331 | 0.62 | 0.7444 | 0.70377 | 0.81002 | 0.77326 | 0.65524 | 0.65176 | 0.78254 | 0.73982 | 0.74164 | 0.70798 | 0.59993 | 0.59674 | 0.71648 | 0.67737 | 0.93166 | 0.88939 | 0.75365 | 0.74964 | 0.90006 | 0.85093 | 0.74964
| - HP/LP Piping | INR Crores | 0.0024376 | 0.0022059 | 0.0022059 | 0.0022059 | 0.018556 | 0 | [13 empty] | 0 |  |  |  |  | 0
0
3 | Water System | INR Crores | 0.22776 | 0.21483 | 0.20795 | 0.20521 | 0.22688 | 0.20781 | 0.16855 | 0.16703 | 0.16218 | 0.16043 | 0.17833 | 0.15557 | 0.15426 | 0.15349 | 0.14721 | 0.14736 | 0.17104 | 0.14053 | 0.1289 | 0.13074 | 0.12715 | 0.12585 | 0.14889 | 0.11754 | 0.12585
| - External Water Supply System | INR Crores | 0.11645 | 0.066821 | 0.06 | 0.056821 | 0.038414 | 0.10325 | 0.076884 | 0.044116 | 0.039613 | 0.037514 | 0.025361 | 0.068164 | 0.071442 | 0.040994 | 0.036809 | 0.034859 | 0.023566 | 0.063339 | 0.056972 | 0.03269 | 0.029353 | 0.027798 | 0.018793 | 0.05051 | 0.027798
| - CW system | INR Crores | 0.027698 | 0.038432 | 0.04 | 0.038432 | 0.028 | 0.020047 | 0.024369 | 0.033812 | 0.035192 | 0.033812 | 0.024634 | 0.017637 | 0.019535 | 0.027106 | 0.028212 | 0.027106 | 0.019748 | 0.014139 | 0.018057 | 0.025055 | 0.026077 | 0.025055 | 0.018254 | 0.013069 | 0.025055
| - Clarification plant | INR Crores | 0.01466 | 0.016616 | 0.02 | 0.016616 | 0.026352 | 0.020103 | 0.014972 | 0.01697 | 0.020426 | 0.01697 | 0.026914 | 0.020531 | 0.010379 | 0.011764 | 0.014159 | 0.011764 | 0.018656 | 0.014232 | 0.011095 | 0.012575 | 0.015136 | 0.012575 | 0.019943 | 0.015214 | 0.012575
| - DM water Plant | INR Crores | 0.013902 | 0.020471 | 0.020471 | 0.020471 | 0.022223 | 0.016262 | 0.012153 | 0.017896 | 0.017896 | 0.017896 | 0.019428 | 0.014216 | 0.01014 | 0.014932 | 0.014932 | 0.014932 | 0.01621 | 0.011862 | 0.0090056 | 0.013261 | 0.013261 | 0.013261 | 0.014396 | 0.010534 | 0.013261
| - Chlorination Plant | INR Crores | 0.015407 | 0.026811 | 0.026811 | 0.026811 | 0.064431 | 0.0086848 | 0.010808 | 0.018808 | 0.018808 | 0.018808 | 0.045199 | 0.0060924 | 0.013527 | 0.023539 | 0.023539 | 0.023539 | 0.056568 | 0.007625 | 0.012014 | 0.020905 | 0.020905 | 0.020905 | 0.050239 | 0.0067718 | 0.020905
| - Effluent Treatment Plant | INR Crores | 0.010339 | 0.013012 | 0.013012 | 0.013012 | 0.014412 | 0.0080098 | 0.010028 | 0.012621 | 0.012621 | 0.012621 | 0.013979 | 0.0077692 | 0.0083673 | 0.010531 | 0.010531 | 0.010531 | 0.011664 | 0.0064824 | 0.0074311 | 0.0093523 | 0.0093523 | 0.0093523 | 0.010359 | 0.0057571 | 0.0093523
| - Sewage Treatment Plant | INR Crores | 0.010618 | 0.010618 | 0.010618 | 0.011 | 0.011 | 0.011 | 0 | 0 | 0 | 0 | 0 | 0 | 0 | 0 | 0 |  | 0 | 0 | 0 | 0 | 0 | 0 | 0 | 0 | 0
| - Fire Fighting System | INR Crores | 0.018687 | 0.022049 | 0.017041 | 0.022049 | 0.022049 | 0.020457 | 0.019333 | 0.022811 | 0.01763 | 0.022811 | 0.022811 | 0.021164 | 0.020872 | 0.024627 | 0.019033 | 0.024627 | 0.024627 | 0.022849 | 0.014326 | 0.016903 | 0.013064 | 0.016903 | 0.016903 | 0.015683 | 0.016903
| - Central Monitoring System | INR Crores | 0 | 0 | 0 | 0 | 0 | 0 | [8 empty] | 0 |  |  |  |  | 0 |  |  |  |  | 0
| - Dust Suppression System | INR Crores | 0 | 0 | 0 | 0 | 0 | 0 | [13 empty] | 0 |  |  |  |  | 0
4 | Fuel Oil Handling & Storage system | INR Crores | 0.056034 | 0.047141 | 0.04 | 0.04 | 0.049218 | 0.047091 | 0.059423 | 0.049991 | 0.042419 | 0.042419 | 0.052194 | 0.049938 | 0.090771 | 0.076365 | 0.064797 | 0.064797 | 0.079729 | 0.076284 | 0.065779 | 0.055339 | 0.046956 | 0.046956 | 0.057777 | 0.05528 | 0.046956
0
5 | Ash Handling System | INR Crores | 0.14806 | 0.12543 | 0.12146 | 0.11 | 0.15112 | 0.11 | 0.16723 | 0.14166 | 0.13718 | 0.12424 | 0.17069 | 0.12424 | 0.22384 | 0.18961 | 0.18362 | 0.1663 | 0.22846 | 0.1663 | 0.18512 | 0.15682 | 0.15186 | 0.13753 | 0.18894 | 0.13753 | 0.13753
6 | Coal Handling System | INR Crores | 0.21403 | 0.21304 | 0.207 | 0.205 | 0.21288 | 0.2 | 0.36305 | 0.36138 | 0.35113 | 0.34773 | 0.3611 | 0.33925 | 0.33216 | 0.33063 | 0.32125 | 0.31815 | 0.33038 | 0.31039 | 0.27563 | 0.27436 | 0.26658 | 0.264 | 0.27415 | 0.25756 | 0.264
7 | Mechanical-Miscellaneous Package | INR Crores | 0.030628 | 0.02968 | 0.02297 | 0.02 | 0.022597 | 0.016354 | 0.02009 | 0.019187 | 0.015245 | 0.012929 | 0.013826 | 0.010097 | 0.037377 | 0.036758 | 0.026522 | 0.022494 | 0.032392 | 0.023178 | 0.023716 | 0.022651 | 0.017997 | 0.015263 | 0.016322 | 0.011919 | 0.015263
| - Air Compressor System | INR Crores | 0.019421 | 0.014186 | 0.0088654 |  | 0.01939 | 0.014855 | 0.012186 | 0.0089013 | 0.0055627 | 0 | 0.012166 | 0.0093211 | 0.026954 | 0.019689 | 0.012304 | 0 | 0.026911 | 0.020617 | 0.014386 | 0.010508 | 0.0065668 | 0 | 0.014362 | 0.011004 | 0
| - AC Ventilation | INR Crores | 0.011183 | 0.012054 | 0.012665 |  |  |  | 0.0078916 | 0.0085062 | 0.0089373 | 0 | 0 | 0 | 0.010382 | 0.011191 | 0.011758 | 0 | 0 | 0 | 0.0093161 | 0.010042 | 0.010551 | 0 | 0 | 0 | 0
| - Workshop, Laboratory Equipment and Monitoring System & Equipment | INR Crores | 2.34e-05 | 0.0034399 | 0.0014397 |  | 0.0032073 | 0.0014987 | 1.2108e-05 | 0.0017799 | 0.00074493 | 0 | 0.0016596 | 0.00077546 | 3.9989e-05 | 0.0058785 | 0.0024603 | 0 | 0.0054811 | 0.0025611 | 1.4293e-05 | 0.0021012 | 0.0008794 | 0 | 0.0019591 | 0.00091544 | 0
8 | Switchyard Package | INR Crores | 0.098707 | 0.098266 | 0.099167 | 0.1 | 0.086551 | 0.072884 | 0.075201 | 0.074865 | 0.075551 | 0.076186 | 0.06594 | 0.055527 | 0.096776 | 0.096343 | 0.097227 | 0.098043 | 0.084858 | 0.071458 | 0.061508 | 0.061233 | 0.061795 | 0.062314 | 0.053933 | 0.045417 | 0.062314
| - Switchyard | INR Crores | 0.098707 | 0.098266 | 0.099167 |  | 0.086551 | 0.072884 | 0.075201 | 0.074865 | 0.075551 | 0 | 0.06594 | 0.055527 | 0.096776 | 0.096343 | 0.097227 |  | 0.084858 |  | 0.061508 | 0.061233 | 0.061795 | 0 | 0.053933 | 0.045417 | 0
0
9 | Transformers, Switchgear, Cables, Cable Facilities, Grounding & Lighting Packages | INR Crores | 0.28884 | 0.29107 | 0.28253 | 0.27 | 0.22181 | 0.21963 | 0.20038 | 0.20122 | 0.19535 | 0.18666 | 0.1535 | 0.15354 | 0.26806 | 0.26925 | 0.26133 | 0.2497 | 0.20582 | 0.20527 | 0.17484 | 0.1755 | 0.17045 | 0.1628 | 0.13343 | 0.13408 | 0.1628
| - Transformers | INR Crores | 0.2247 | 0.22771 | 0.21917 |  | 0.18602 | 0.16892 | 0.15447 | 0.15654 | 0.15067 | 0 | 0.12788 | 0.11613 | 0.20843 | 0.21122 | 0.20329 | 0 | 0.17255 | 0.15669 | 0.13292 | 0.1347 | 0.12965 | 0 | 0.11004 | 0.099929 | 0
| - Switchgear | INR Crores | 0.03172 | 0.030584 | 0.030584 |  | 0.017698 | 0.026352 | 0.022919 | 0.022098 | 0.022098 | 0 | 0.012787 | 0.01904 | 0.029765 | 0.028699 | 0.028699 | 0 | 0.016607 | 0.024728 | 0.020923 | 0.020174 | 0.020174 | 0 | 0.011674 | 0.017382 | 0
| - Cable and Cable Facilities | INR Crores | 0.018176 | 0.015582 | 0.015582 |  | 0.010141 | 0.018299 | 0.014771 | 0.012663 | 0.012663 | 0 | 0.0082415 | 0.014871 | 0.019184 | 0.016445 | 0.016445 | 0 | 0.010703 | 0.019313 | 0.013485 | 0.01156 | 0.01156 | 0 | 0.0075237 | 0.013576 | 0
| - Grounding & Lighting Packages | INR Crores | 0.014248 | 0.017194 | 0.017194 |  | 0.0079494 | 0.0060589 | 0.0082251 | 0.0099259 | 0.0099259 | 0 | 0.0045891 | 0.0034978 | 0.010682 | 0.012891 | 0.012891 | 0 | 0.0059598 | 0.0045425 | 0.0075088 | 0.0090614 | 0.0090614 | 0 | 0.0041894 | 0.0031931 | 0
0
10 | Emergency DG Set | INR Crores | 0.0029986 | 0.0033288 | 0.0023359 | 0.0023359 | 0.0024541 | 0.0024076 | 0.0022365 | 0.0024828 | 0.0017422 | 0.0017422 | 0.0018304 | 0.0017957 | 0.0041392 | 0.0045951 | 0.0032244 | 0.0032244 | 0.0033876 | 0.0033235 | 0.0026132 | 0.002901 | 0.0020356 | 0.0020356 | 0.0021386 | 0.0020982 | 0.0020356
| - Emergency DG Set | INR Crores | 0.0029986 | 0.0033288 | 0.0023359 | 0.0023359 | 0.0024541 | 0.0024076 | 0.0022365 | 0.0024828 | 0.0017422 | 0.0017422 | 0.0018304 | 0.0017957 | 0.0041392 | 0.0045951 | 0.0032244 | 0.0032244 | 0.0033876 | 0.0033235 | 0.0026132 | 0.002901 | 0.0020356 | 0.0020356 | 0.0021386 | 0.0020982 | 0.0020356
0
11 | C & I Package | INR Crores | 0.04 | 0.036633 | 0.03697 | 0.04 | 0.040423 | 0.040325 | 0.034426 | 0.031528 | 0.031818 | 0.034426 | 0.03479 | 0.034705 | 0.04843 | 0.044353 | 0.04476 | 0.04843 | 0.048942 | 0.048823 | 0.048848 | 0.044737 | 0.045147 | 0.048848 | 0.049365 | 0.049245 | 0.048848
| - C & I Package | INR Crores | 0.04 | 0.036633 | 0.03697 | 0.04 | 0.040423 | 0.040325 | 0.034426 | 0.031528 | 0.031818 | 0.034426 | 0.03479 | 0.034705 | 0.04843 | 0.044353 | 0.04476 | 0.04843 | 0.048942 | 0.048823 | 0.048848 | 0.044737 | 0.045147 | 0.048848 | 0.049365 | 0.049245 | 0.048848
0
12 | Chimney | INR Crores | 0.054521 | 0.04699 | 0.041694 | 0.04 | 0.056738 | 0.051543 | 0.04641 | 0.039999 | 0.035491 | 0.034049 | 0.048297 | 0.043875 | 0.072299 | 0.062312 | 0.05529 | 0.053043 | 0.075239 | 0.06835 | 0.047895 | 0.041279 | 0.036627 | 0.035139 | 0.049842 | 0.045279 | 0.035139
| - Chimney | INR Crores | 0.054521 | 0.04699 | 0.041694 | 0.04 | 0.056738 | 0.051543 | 0.04641 | 0.039999 | 0.035491 | 0.034049 | 0.048297 | 0.043875 | 0.072299 | 0.062312 | 0.05529 | 0.053043 | 0.075239 | 0.06835 | 0.047895 | 0.041279 | 0.036627 | 0.035139 | 0.049842 | 0.045279 | 0.035139
0
13 | Civil Works | INR Crores | 0.91061 | 0.90366 | 0.8858 | 0.85 | 0.84779 | 0.74175 | 0.57621 | 0.58037 | 0.62357 | 0.54591 | 0.5316 | 0.50336 | 0.49438 | 0.48372 | 0.80213 | 0.70223 | 0.76772 | 0.67169 | 0.6286 | 0.62565 | 0.64108 | 0.5885 | 0.58037 | 0.52637 | 0.5885
| SG Area Civil Work | INR Crores | 0.38363 | 0.44216 | 0.70686 |  | 0.35065 | 0.50448 | 0.27989 | 0.32259 | 0.51571 | 0 | 0.25583 | 0.36806 | 0.24197 | 0.27889 | 0.44585 | 0 |  |  | 0.27883 | 0.32137 | 0.51376 | 0 | 0.25486 | 0.36667 | 0
| TG Area Civil Work | INR Crores | 0.12863 | 0.11807 | 0 |  | 0.14095 | 0.040592 | 0.068548 | 0.062923 | 0 | 0 | 0.075113 | 0.021632 |  |  | 0.086965 |  |  |  | 0.080911 | 0.074271 | 0 | 0 | 0.08866 | 0.025533 | 0
| CW system | INR Crores | 0 | 0 | 0 |  | 0 | 0 |  | 0 | [6 empty] | 0 |  |  |  |  | 0 |  |  |  |  | 0
| DM water Plant | INR Crores | 0 | 0 | 0 |  | 0 | 0 |  | 0 | [6 empty] | 0 |  |  |  |  | 0 |  |  |  |  | 0
| Clarification plant | INR Crores | 0 | 0 | 0 |  | 0 | 0 |  | 0 | [6 empty] | 0 |  |  |  |  | 0 |  |  |  |  | 0
| Chlorination plant | INR Crores | 0 | 0 | 0 |  | 0 | 0 |  | 0 | [6 empty] | 0 |  |  |  |  | 0 |  |  |  |  | 0
| Fuel Handiling & Storage System | INR Crores | 0.0018943 | 0.0016286 | 0 |  | 0.0023702 | 0.0013336 | 0.0010778 | 0.00092661 | 0 | 0 | 0.0013485 | 0.00075875 |  |  | 0.0012807 |  |  |  | 0.0012721 | 0.0010937 | 0 | 0 | 0.0015918 | 0.0008956 | 0
| Coal Handling Plant | INR Crores | 0 | 0 | 0 |  | 0 | 0 |  | 0 | [6 empty] | 0 |  |  |  |  | 0 |  |  |  |  | 0
| Ash Handling System | INR Crores | 0.25846 | 0.20974 | 0.17894 |  | 0.20116 | 0.13992 | 0.1558 | 0.12643 | 0.10786 | 0 | 0.12126 | 0.084344 | 0.2524 | 0.20483 | 0.17474 |  |  |  | 0.1839 | 0.14924 | 0.12732 | 0 | 0.14313 | 0.099556 | 0
| Ash disposal area development | INR Crores | 0.036353 | 0.037988 | 0 |  | 0.045487 | 0.016357 | 0.017018 | 0.017783 | 0 | 0 | 0.021293 | 0.0076569 |  |  | 0.024577 |  |  |  | 0.020087 | 0.02099 | 0 | 0 | 0.025134 | 0.0090379 | 0
| Fire fighting System | INR Crores | 0 | 0 | 0 |  | 0 | 0 |  | 0 | [6 empty] | 0 |  |  |  |  | 0 |  |  |  |  | 0
| Temp. construction & enabling works | INR Crores | 0.009605 | 0.010329 | 0 |  | 0.012018 | 0.0037371 | 0.004369 | 0.0046985 | 0 | 0 | 0.0054668 | 0.0016999 |  |  | 0.0064937 |  |  |  | 0.005157 | 0.0055459 | 0 | 0 | 0.0064528 | 0.0020065 | 0
| Road & Drainage | INR Crores | 0.01234 | 0.010581 | 0 |  | 0.015441 | 0.010182 | 0.0070407 | 0.0060366 | 0 | 0 | 0.0088097 | 0.0058092 |  |  | 0.0083432 |  |  |  | 0.0083105 | 0.0071254 | 0 | 0 | 0.010399 | 0.0068569 | 0
| Off site civil works | INR Crores | 0.03345 | 0.030705 | 0 |  | 0.031855 | 0.010556 | 0.017826 | 0.016363 | 0 | 0 | 0.016976 | 0.0056253 |  |  | 0.022615 |  |  |  | 0.021041 | 0.019314 | 0 | 0 | 0.020037 | 0.0066399 | 0
| Raw water reservoir | INR Crores | 0.046242 | 0.042447 | 0 |  | 0.04786 | 0.014593 | 0.024643 | 0.02262 | 0 | 0 | 0.025505 | 0.0077765 |  |  | 0.031263 |  |  |  | 0.029087 | 0.0267 | 0 | 0 | 0.030105 | 0.009179 | 0
0
14 | Initial Spares | INR Crores | 0.11662 | 0.11902 | 0.11745 | 0.12 | 0.10837 | 0.080161 | 0.10926 | 0.11151 | 0.11004 | 0.11243 | 0.10153 | 0.075103 | 0.13981 | 0.14269 | 0.1408 | 0.14386 | 0.12992 | 0.096098 | 0.1835 | 0.18728 | 0.18481 | 0.18881 | 0.17052 | 0.12613 | 0.18881
| - Initial Spares | INR Crores | 0.11662 | 0.11902 | 0.11745 | 0.12 | 0.10837 | 0.080161 | 0.10926 | 0.11151 | 0.11004 | 0.11243 | 0.10153 | 0.075103 | 0.13981 | 0.14269 | 0.1408 | 0.14386 | 0.12992 | 0.096098 | 0.1835 | 0.18728 | 0.18481 | 0.18881 | 0.17052 | 0.12613 | 0.18881
15 | Cooling Tower | INR Crores | 0.18161 | 0.16606 | 0.16089 | 0.16 | 0.17963 | 0.16328 | 0.13931 | 0.12738 | 0.12342 | 0.12273 | 0.13779 | 0.12525 | 0.19861 | 0.1816 | 0.17595 | 0.17498 | 0.19645 | 0.17857 | 0.12211 | 0.11166 | 0.10818 | 0.10758 | 0.12078 | 0.10979 | 0.10758
| - Cooling Tower | INR Crores | 0.18161 | 0.16606 | 0.16089 | 0.16 | 0.17963 | 0.16328 | 0.13931 | 0.12738 | 0.12342 | 0.12273 | 0.13779 | 0.12525 | 0.19861 | 0.1816 | 0.17595 | 0.17498 | 0.19645 | 0.17857 | 0.12211 | 0.11166 | 0.10818 | 0.10758 | 0.12078 | 0.10979 | 0.10758
| Sub Total |  | 4.3979 | 4.2628 | 3.9597 | 3.8308 | 4.1387 | 3.801 | 3.9469 | 3.8339 | 3.5982 | 3.4334 | 3.7292 | 3.4836 | 4.0729 | 3.9271 | 3.9577 | 3.7652 | 4.1617 | 3.8049 | 4.246 | 4.1179 | 3.82 | 3.6736 | 4.019 | 3.7141 | 3.6736
Optional Packages (Includes Equipment Cost and Associated Civil Works)
1 | Desalination Plant | INR Crores | 0.13 | 0.12334 | 0.11 | 0.1 | 0.13 | 0.12 | 0.12334 | 0.11 | 0.1 | 0.13 | 0.12 | 0.12334 | 0.094896 | 0.090035 | 0.080296 | 0.072997 | 0.094896 | 0.087596 | 0.094896 | 0.090035 | 0.080296 | 0.072997 | 0.094896 | 0.087596 | 0.072997
| - Desalination Plant | INR Crores | 0.13 | 0.12334 | 0.11 | 0.1 | 0.13 | 0.12 | 0.12334 | 0.11 | 0.1 | 0.13 | 0.12 | 0.12334 | 0.094896 | 0.090035 | 0.080296 | 0.072997 | 0.094896 | 0.087596 | 0.094896 | 0.090035 | 0.080296 | 0.072997 | 0.094896 | 0.087596 | 0.072997
2 | MGR | INR Crores | 0.051587 | 0.051587 | 0.04 | 0.04 | 0.061935 | 0.048775 | 0.018043 | 0.018043 | 0.013991 | 0.013991 | 0.021662 | 0.01706 | 0.032165 | 0.032165 | 0.02494 | 0.02494 | 0.038617 | 0.030412 | 0.032165 | 0.032165 | 0.02494 | 0.02494 | 0.038617 | 0.030412 | 0.02494
| - MGR | INR Crores | 0.051587 | 0.051587 | 0.04 | 0.04 | 0.061935 | 0.048775 | 0.018043 | 0.018043 | 0.013991 | 0.013991 | 0.021662 | 0.01706 | 0.032165 | 0.032165 | 0.02494 | 0.02494 | 0.038617 | 0.030412 | 0.032165 | 0.032165 | 0.02494 | 0.02494 | 0.038617 | 0.030412 | 0.02494
3 | Railway Siding | INR Crores | 0.15438 | 0.13927 | 0.11992 | 0.1 | 0.1 | 0.12 | 0.15438 | 0.13927 | 0.11992 | 0.1 | 0.1 | 0.12 | 0.15438 | 0.13927 | 0.11992 | 0.1 | 0.1 | 0.12 | 0.15438 | 0.13927 | 0.11992 | 0.1 | 0.1 | 0.12 | 0.1
| - Railway Siding | INR Crores | 0.15438 | 0.13927 | 0.11992 | 0.1 | 0.1 | 0.12 | 0.15438 | 0.13927 | 0.11992 | 0.1 | 0.1 | 0.12 | 0.15438 | 0.13927 | 0.11992 | 0.1 | 0.1 | 0.12 | 0.15438 | 0.13927 | 0.11992 | 0.1 | 0.1 | 0.12 | 0.1
0
4 | Coal Unloading Equipment and Jetty | INR Crores | 0.15 | 0.14738 | 0.2 | 0.2 | 0.15 | 0.15 | 0.15 | 0.14738 | 0.2 | 0.2 | 0.15 | 0.15 | 0.15 | 0.14738 | 0.2 | 0.2 | 0.15 | 0.15 | 0.15 | 0.14738 | 0.2 | 0.2 | 0.15 | 0.15 | 0.2
| - Coal Jetty | INR Crores | 0.15 | 0.14738 | 0.2 | 0.2 | 0.15 | 0.15 | 0.15 | 0.14738 | 0.2 | 0.2 | 0.15 | 0.15 | 0.15 | 0.14738 | 0.2 | 0.2 | 0.15 | 0.15 | 0.15 | 0.14738 | 0.2 | 0.2 | 0.15 | 0.15 | 0.2
0
5 | Rolling Stock/Locomotive | INR Crores | 0.047085 | 0.042646 | 0.040094 | 0.04 | 0.049009 | 0.037002 | 0.02842 | 0.025741 | 0.024201 | 0.024144 | 0.029582 | 0.022334 | 0.041785 | 0.037846 | 0.035581 | 0.035498 | 0.043493 | 0.032837 | 0.041785 | 0.037846 | 0.035581 | 0.035498 | 0.043493 | 0.032837 | 0.035498
| - Rolling Stock/Locomotive | INR Crores | 0.047085 | 0.042646 | 0.040094 | 0.04 | 0.049009 | 0.037002 | 0.02842 | 0.025741 | 0.024201 | 0.024144 | 0.029582 | 0.022334 | 0.041785 | 0.037846 | 0.035581 | 0.035498 | 0.043493 | 0.032837 | 0.041785 | 0.037846 | 0.035581 | 0.035498 | 0.043493 | 0.032837 | 0.035498
0
6 | FGD Plant | INR Crores | 0.18 | 0.17925 | 0.18 | 0.18 | 0.18 | 0.18 | 0.18 | 0.17925 | 0.18 | 0.18 | 0.18 | 0.18 | 0.18 | 0.17925 | 0.18 | 0.18 | 0.18 | 0.18 | 0.18 | 0.17925 | 0.18 | 0.18 | 0.18 | 0.18 | 0.18
| - FGD Plant | INR Crores | 0.18 | 0.17925 | 0.18 | 0.18 | 0.18 | 0.18 | 0.18 | 0.17925 | 0.18 | 0.18 | 0.18 | 0.18 | 0.18 | 0.17925 | 0.18 | 0.18 | 0.18 | 0.18 | 0.18 | 0.17925 | 0.18 | 0.18 | 0.18 | 0.18 | 0.18
0
7 | Township & Colony | INR Crores | 0.14216 | 0.086945 | 0.082522 | 0.06 | 0.083052 | 0.045777 | 0.10152 | 0.062094 | 0.058935 | 0.04285 | 0.059313 | 0.032693 | 0.14786 | 0.090432 | 0.085831 | 0.062406 | 0.086382 | 0.047613 | 0.14786 | 0.090432 | 0.085831 | 0.062406 | 0.086382 | 0.047613 | 0.062406
| - Township & Colony | INR Crores | 0.14216 | 0.086945 | 0.082522 | 0.06 | 0.083052 | 0.045777 | 0.10152 | 0.062094 | 0.058935 | 0.04285 | 0.059313 | 0.032693 | 0.14786 | 0.090432 | 0.085831 | 0.062406 | 0.086382 | 0.047613 | 0.14786 | 0.090432 | 0.085831 | 0.062406 | 0.086382 | 0.047613 | 0.062406
0
8 | Transmission Line Cost till Tie Point | INR Crores | 0 | 0 | 0 | 0 | 0 | 0 | [18 empty] | 0
| - Transmission Line Cost till Tie Point | INR Crores | [14 empty] | 0 |  |  |  |  | 0
|  |  | 4.3979 | 4.2628 | 3.9597 | 3.8308 | 4.1387 | 3.801 | 3.9469 | 3.8339 | 3.5982 | 3.4334 | 3.7292 | 3.4836 | 4.0729 | 3.9271 | 3.9577 | 3.7652 | 4.1617 | 3.8049 | 4.246 | 4.1179 | 3.82 | 3.6736 | 4.019 | 3.7141 | 3.6736
| Taxes and Duties | INR Crores
| - Taxes and Duties | INR Crores
| - Custom Duty | INR Crores
| Total Hard Cost (Including Taxes) | INR Crores
Dry Fly Ash Disposal at 1 km
Dry Fly Ash Disposal at 2 km
Dry Fly Ash Disposal at 3 km
Wet Bottom Ash Disposal at 2 km
Wet Bottom Ash Disposal at 3 km
Wet Bottom Ash Disposal at 10 km
HCSS at 2 km
HCSS at 3 km
HCSS at 5 km
Fly Wet Ash Disposal at 2 km
Fly Wet Ash Disposal at 3 km
Fly Wet Ash Disposal at 10 km

## Actual Cost
CERC
Capital Cost Benchmarking
Thermal Power Plants
| Name of the Plant |  | Bellary - I | Bhopallapally | Kaparkheda | Korba- Stage-III | Ramagundum Stage-III | Vindhyachal Stage-II | Bellary - II | Sipat STPS, Stage-II | Valur STPS Ph-I | Mauda | Marwa | DVC Koderma | Udipi, Lanco | Simadhri-I | Anpara-D | Simadhri STPS Stage-II | Vindhyanchal Stage-IV | Vindhyachal Stage-III | Rihand Stage-II | Talcher STPS Stage-II | Jhajjar | Malwa- MPPGCL | Raghunathpura | Kakatiya | TNEB , North Chennnai | Jindal, Orissa | Sipat Stage -I | Barh STPS | Krishnapattnam
| Unit Size |  | 500 | 500 | 500 | 500 | 500 | 500 | 500 | 500 | 500 | 500 | 500 | 500 | 507 | 500 | 500 | 500 | 500 | 500 | 500 | 500 | 500 | 600 | 600 | 600 | 600 | 600 | 660 | 660 | 800
| Number of Units |  | 1 | 1 | 1 | 1 | 1 | 1 | 1 | 2 | 2 | 2 | 2 | 2 | 2 | 2 | 2 | 2 | 2 | 2 | 2 | 2 | 3 | 2 | 2 | 1 | 1 | 4 | 3 | 3 | 2
| Type of Coal |  | Domestic | Domestic | Domestic | Domestic | Domestic | Domestic | Domestic | Domestic | Domestic | Domestic | Domestic | Domestic | Imported | Imported | Domestic | Domestic | Domestic | Domestic | Domestic | Domestic | Domestic | Domestic | Domestic | Domestic | 0 | Domestic | Domestic | Domestic | Imported
| Greenfield/ Extension |  | Greenfield | Greenfield | Extension | Extension | Extension | Extension | Extension | Greenfield | Greenfield | Greenfield | Greenfield | Greenfield | Greenfield | Greenfield | Extension | Extension | Extension | Extension | Extension | Extension | Greenfield | Greenfield | Greenfield | Greenfield | Greenfield | Greenfield | Greenfield | Greenfield | Greenfield
| Plant Location |  | Non-PitHead | 0 | Pit-Head | Pit-Head | Non Pit-Head | Pit-Head | Non-PitHead | Pit- Head | Pit- Head | Non Pit-Head | Pit-Head | Pit-Head | Coastal | Coastal | Pit-Head | Pit- Head | Pit- Head | Pit-Head | Pit -Head | Pit- Head | Non Pit-Head | Non-Pithead | Pit-Head | Non-Pithead | 0 | 0 | Pit-Head | Pit-Head | Coastal
| Month and Year of Award |  | 2004-06-01 | 2005-07-01 | 2007-01-01 | 2008-04-01 | 2005-03-01 | 2001-04-01 | 2006-08-06 | 2005-07-01 | 2007-04-01 | 2008-10-01 | 2008-12-01 | 2007-08-01 | 1905-06-27 | 2004-06-01 | 2009-01-01 | 2007-01-01 | 2008-10-01 | 2006-12-01 | 2005-08-01 | 2005-07-01 | 2008-04-01 | 2008-12-01 | 2007-12-01 | 2008-11-01 | 2008-07-01 | 2009-01-01 | 2007-03-01 | 2006-10-01 | 2008-07-01
Name of package
| Mandatoy Packages | Units
1 | Steam Generator | INR Crores | 494.172 | 545.2263 | 475.9086 | 593.2896 | 477.489 | 315.9099 | 512.7784 | 1086.65 | 1161.296 | 1212.408 | 1258.9213 | 1134.7781 | 639.64 | 619.34 | 1668.8361 | 1192.672 | 1400.186 | 1029.5935 | 1020 | 1448.33 | 1802.275 | 1219.6677 | 1461.5053 | 742.7666 | 776.1817 | 2712.3035 | 1792 | 1790.0912 | 2336.5073
| - Steam Generator Island | INR Crores | 494.172 | 545.2263 | 475.9086 | 593.2896 | 477.489 | 315.9099 | 512.7784 | 1086.65 | 1161.296 | 1212.408 | 1258.9213 | 1134.7781 | 639.64 | 619.34 | 1668.8361 | 1192.672 | 1400.186 | 1029.5935 | 1020 | 1448.33 | 1802.275 | 1219.6677 | 1461.5053 | 742.7666 | 776.1817 | 2712.3035 | 1792 | 1790.0912 | 2336.5073
| - ESP | INR Crores | [14 empty] | 0
2 | Turbine Generator Island | INR Crores | 279.448 | 333.8001 | 320.3401 | 363.2256 | 326.576 | 283.9444 | 356.7656 | 698.44 | 773.644 | 692.896 | 853.9887 | 694.7374 | 592.36 | 484.13 | 1022.6441 | 823.383 | 826.269 | 630.3409 | 422.79 | 959.9 | 1026.164 | 746.7088 | 894.7673 | 454.7389 | 475.1964 | 1660.5349 | 1100 | 1098.8283 | 1560.7054
| - Turbine Generator Island | INR Crores | 279.448 | 332.7977 | 320.3401 | 362.1348 | 326.576 | 274.8912 | 347.7674 | 698.44 | 773.644 | 692.896 | 853.9887 | 692.651 | 592.36 | 484.13 | 998.7793 | 823.383 | 826.269 | 630.3409 | 422.79 | 942.48 | 1026.164 | 746.7088 | 894.7673 | 454.7389 | 475.1964 | 1660.5349 | 1100 | 1098.8283 | 1560.7054
| - HP/LP Piping | INR Crores |  | 1.0024 |  | 1.0908 |  | 9.0531 | 8.9982 | 0 | 0 | 0 |  | 2.0864 |  |  | 23.8649 | 0 | 0 |  |  | 17.42 | 0
3 | Water System | INR Crores | 81.1111 | 0 | 100 | 0 | 85.13 | 113.8718 | 93.302 | 150.42 | 128.456 | 155.738 | 0 | 215.2674 | 84.8133 | 163.8546 | 0 | 91.831 | 114.057 | 37.26 | 85.5805 | 79.85 | 134.71 | 0 | 196 | 0 | 104.0924 | 0 | 272.3116 | 272.0215 | 199.8154
| - External water supply system | INR Crores | 43.4991 |  | 19.6583 |  | 16.7351 | 18.4536 | 18.3416 | 66.78 | 39.049 | 97.742 |  | 98.3491 | 22.4003 | 43.2762 |  | 36.302 | 24.334 | 12.23 | 22.6029 | 0.5 | 33.9 | 0 | 51.7662 | 0 | 27.4922 | 0 | 68.0878 | 68.0152 | 54.9618
| - CW system | INR Crores | 10.3462 |  | 18.6692 |  | 15.8931 | 17.5251 | 17.4187 | 43.1 |  |  |  | 35.7638 | 17.1684 | 33.1685 |  |  |  | 10 | 17.3237 | 22.29 | 33.9 | 0 | 39.6755 | 0 | 21.071 | 0 | 52.185 | 52.1294 | 42.1248
| - DM water Plant | INR Crores | 5.1927 |  | 9.0236 |  | 7.6817 | 8.4706 | 8.4192 | 22.88 | 0 | 14.6 |  | 27.4107 | 8.6167 | 16.6471 |  | 14.283 | 24.657 | 5 | 8.6947 | 21.09 | 17.356 | 0 | 19.9129 | 0 | 10.5754 | 0 | 26.1913 | 26.1634 | 21.1422
| - Clarification plant | INR Crores | 5.476 |  | 10.7003 |  | 9.1091 | 10.0445 | 9.9835 | 0 | 0 | 20.077 |  | 13.7573 | 9.0868 | 17.5552 |  | 12.548 | 39.634 | 5 | 9.169 | 26.14 | 22.733 | 0 | 20.9992 | 0 | 11.1523 | 0 | 27.6201 | 27.5907 | 22.2955
| - Chlorination Plant | INR Crores | 5.7551 |  | 26.1623 |  | 22.272 | 24.559 | 24.41 | 0 | 54.56 |  |  | 14.5077 | 9.55 | 18.45 |  |  |  | 5.03 | 9.6364 |  |  | 0 | 22.0696 | 0 | 11.7208 | 0 | 43.542 | 43.4956 | 35.148
| - Effluent Treatment Plant | INR Crores | 3.8619 |  | 5.852 |  | 4.9818 | 5.4934 | 5.46 |  | 12.204 |  |  | 15.2473 | 6.4084 | 12.3807 |  |  |  |  | 6.4664 |  |  | 0 | 14.8096 | 0 | 7.8651 | 0 | 19.479 | 19.4582 | 15.7238
| - Sewage Treatment Plant | INR Crores | 0 |  | 0 |  | 0 | 0 | 0 |  |  |  |  | 10.2315 | 0 | 0 |  |  |  |  | 0 |  |  | 0 | 0 | 0 | 0 | 0 | 0 | 0 | 0
| - Fire Fighting System | INR Crores | 6.98 |  | 9.9344 |  | 8.4571 | 9.3256 | 9.269 | 17.66 | 22.643 | 23.319 |  | 0 | 11.5826 | 22.377 |  | 28.698 | 25.432 |  | 11.6874 | 9.83 | 26.821 | 0 | 26.767 | 0 | 14.2155 | 0 | 35.2064 | 35.1689 | 28.4193
| - Central Monitoring System | INR Crores | 0 |  | 0 |  | 0 | 0 | 0 |  | 0 |  |  | 0 | 0 | 0 |  | 0 | 0 |  | 0 |  |  | 0 | 0 | 0 | 0 | 0 | 0 | 0 | 0
| - Dust Suppression System | INR Crores | 0 |  | 0 |  | 0 | 0 | 0 |  | 0 |  |  | 0 | 0 | 0 |  | 0 | 0 |  | 0 |  |  | 0 | 0 | 0 | 0 | 0 | 0 | 0 | 0
4 | Material Handling System | INR Crores | 162.5073 | 0 | 0 | 0 | 175.5 | 193.6766 | 192.501 | 242.68 | 407.514 | 422.556 | 0 | 390.7971 | 244.7722 | 472.8862 | 323.3061 | 467.625 | 716.314 | 228.041 | 246.9863 | 382.117 | 591.865 | 0 | 633.3318 | 0 | 336.3522 | 0 | 1014.6418 | 1013.5611 | 777.5793
| - Fuel Oil Handling & Storage system | INR Crores | 21.7782 |  |  |  | 31.0987 | 21.5034 | 26.3728 | 41.78 | 54.173 | 28.565 |  | 44.4512 | 27.8416 | 53.7885 |  | 66.679 | 28.538 | 40.331 | 28.0935 | 44.6003 | 98.389 | 0 | 57.2497 | 0 | 30.4044 | 0 | 115.4105 | 115.2875 | 93.1616
| - Ash Handling System | INR Crores | 57.5455 |  |  |  | 65.2716 | 61.3295 | 65.9572 | 72.44 | 140.245 | 145.37 |  | 125.9642 | 78.8966 | 152.4237 |  | 151.308 | 201.375 | 59.84 | 79.6102 | 126.3867 | 190.75 | 0 | 162.2321 | 0 | 86.1588 | 0 | 327.0459 | 326.6976 | 263.998
| - Coal Handling System | INR Crores | 83.1836 |  |  |  | 79.1297 | 110.8438 | 100.171 | 128.46 | 213.096 | 248.621 |  | 220.3816 | 138.034 | 266.674 | 323.3061 | 249.638 | 486.401 | 127.87 | 139.2826 | 211.13 | 302.726 | 0 | 413.85 | 0 | 219.789 | 0 | 572.1855 | 571.576 | 461.8796
5 | Mechanical-Miscellaneous Package | INR Crores | 12.8042 | 0 | 0 | 0 | 0 | 15.2928 | 15.2 | 12.48 | 19.618 | 24.253 | 0 | 25.9746 | 16.2689 | 31.4306 | 0 | 20.654 | 17.505 | 0 | 16.4161 | 25.79 | 36.074 | 0 | 21.9733 | 0 | 11.6697 | 0 | 47.2391 | 47.1888 | 38.1324
| - Air Compressor System | INR Crores | 7.5483 |  | 0 |  |  | 6.9745 | 6.9322 | 0 | 17.737 | 16.476 |  | 12.05 | 7.5474 | 14.5811 |  | 18.773 | 16.935 |  | 7.6157 | 10.8 | 13.923 | 0 | 10.1937 | 0 | 5.4137 | 0 | 21.9149 | 21.8916 | 17.6902
| - AC Ventilation | INR Crores | 4.3464 |  |  |  |  | 7.1647 | 7.1212 | 12.48 |  |  |  | 11.5151 | 7.2124 | 13.9339 |  |  |  |  | 7.2776 | 14.99 | 19.89 | 0 | 9.7413 | 0 | 5.1734 |  | 20.9421 | 20.9198 | 16.9049
| - Workshop, Laboratory Equipment and Monitoring System & Equipment | INR Crores | 0.90947 |  |  |  |  | 1.1537 | 1.1467 |  | 1.881 | 7.777 |  | 2.4095 | 1.5092 | 2.9156 |  | 1.881 | 0.57 |  | 1.5228 |  | 2.261 | 0 | 2.0383 | 0 | 1.0825 |  | 4.3821 | 4.3774 | 3.5373
6 | Switchyard Package | INR Crores | 32.2629 | 0 | 35.0682 | 37.4263 | 0 | 55.1695 | 5.1381 | 90.86 | 121.593 | 119.963 | 126.5385 | 71.5849 | 81.11 | 78.5623 | 0 | 65.816 | 35.324 | 64.9496 | 41.0051 | 59.92 | 104.221 | 0 | 92.1958 | 0 | 48.9637 | 0 | 198.2062 | 197.9951 | 112
| - Switchyard | INR Crores | 32.2629 | 0 | 35.0682 | 37.4263 |  | 55.1695 | 5.1381 | 90.86 | 121.593 | 119.963 | 126.5385 | 71.5849 | 81.11 | 78.5623 |  | 65.816 | 35.324 | 64.9496 | 41.0051 | 59.92 | 104.221 | 0 | 92.1958 | 0 | 48.9637 |  | 198.2062 | 197.9951 | 112
7 | Transformers, Switchgear, Cables, Cable Facilities, Grounding & Lighting Packages | INR Crores | 103.066 | 109.8753 | 112.028 | 119.5611 | 104.9598 | 116.7032 | 16.6018 | 208.68 | 234.55 | 278.965 | 30.7046 | 228.6831 | 259.1115 | 250.9727 | 285.8211 | 229.362 | 270.043 | 217.0261 | 130.9938 | 113.71 | 271.2 | 0 | 247.8069 | 0 | 131.6062 | 0 | 532.7453 | 532.1778 | 321
| - Transformers | INR Crores | 80.1777 | 85.4748 | 87.1495 | 93.0097 | 81.651 | 112.8095 | 12.7317 | 135.41 | 234.55 | 278.965 | 30.3078 | 177.8985 | 201.5695 | 195.2381 | 229.6307 | 229.362 | 270.043 | 170.9488 | 101.9035 | 65.83 | 271.2 | 0 | 192.7754 | 0 | 102.3799 | 0 | 414.4364 | 413.9949 | 246.3831
| - Switchgear | INR Crores | 11.3185 | 12.0663 | 12.3027 | 13.13 | 11.5265 | 1.9255 | 1.9138 | 33.73 |  |  | 0.25141 | 25.1135 | 28.4551 | 27.5613 | 28.9297 |  |  | 22.7857 | 14.3855 | 26.18 |  | 0 | 27.2137 | 0 | 14.4527 | 0 | 58.5051 | 58.4427 | 36.8989
| - Cable and Cable Facilities | INR Crores | 6.4858 | 6.9143 | 7.0498 | 7.5238 | 6.605 | 1.1033 | 1.0966 | 13.05 |  |  | 0.065113 | 14.3907 | 16.3055 | 15.7934 | 19.4445 |  |  | 13.0568 | 8.2433 | 21.28 |  | 0 | 15.5942 | 0 | 8.2818 | 0 | 33.5249 | 33.4892 | 21.144
| - Grounding & Lighting Packages | INR Crores | 5.084 | 5.4199 | 5.526 | 5.8976 | 5.1774 | 0.86487 | 0.85962 | 26.49 |  |  | 0.080253 | 11.2803 | 12.7813 | 12.3798 | 7.8163 |  |  | 10.2347 | 6.4616 | 0.42 |  | 0 | 12.2237 | 0 | 6.4918 | 0 | 26.2789 | 26.2509 | 16.574
8 | Emergency DG Set | INR Crores | 1.07 | 1.1407 | 2.8317 | 1.2412 | 1.4836 | 0.19814 | 0.19694 | 1.83 | 4.457 | 4.225 | 0.0073162 | 2.374 | 2.6899 | 2.6054 | 3.029 | 3.98 | 0 | 2.154 | 1.3599 | 1.35 | 3.98 | 0 | 3.0576 | 0 | 1.6238 | 0 | 6.5733 | 6.5663 | 5.3061
| - Emergency DG Set | INR Crores | 1.07 | 1.1407 | 2.8317 | 1.2412 | 1.4836 | 0.19814 | 0.19694 | 1.83 | 4.457 | 4.225 | 0.0073162 | 2.374 | 2.6899 | 2.6054 | 3.029 | 3.98 | 0 | 2.154 | 1.3599 | 1.35 | 3.98 | 0 | 3.0576 | 0 | 1.6238 | 0 | 6.5733 | 6.5663 | 5.3061
9 | C & I Package | INR Crores | 35 | 34.1853 | 20.9068 | 17.7584 | 17.7584 | 17.7774 | 17.6695 | 43.2 | 38.118 | 32.197 | 0 | 33.9664 | 65.39 | 0 | 50.2217 | 33.189 | 0 | 30.818 | 0 | 45.97 | 50.413 | 31.292 | 37.4966 | 19.0565 | 19.9138 | 69.5872 | 80.6117 | 80.5258 | 65.0714
| - C & I Package | INR Crores | 35 | 34.1853 | 20.9068 | 17.7584 | 17.7584 | 17.7774 | 17.6695 | 43.2 | 38.118 | 32.197 |  | 33.9664 | 65.39 |  | 50.2217 | 33.189 |  | 30.818 |  | 45.97 | 50.413 | 31.292 | 37.4966 | 19.0565 | 19.9138 | 69.5872 | 80.6117 | 80.5258 | 65.0714
10 | Chimney | INR Crores | 21.19 | 0 | 0 | 0 | 0 | 20.4085 | 20.2847 | 29.15 | 64.5474 | 37.5 | 0 | 41.494 | 0 | 0 | 0 | 47.5282 | 52.7547 | 0 | 0 | 0 | 65.48 | 0 | 45.8066 | 0 | 24.3272 | 0 | 98.477 | 98.3721 | 69.4926
| - Chimney | INR Crores | 21.19 |  |  |  |  | 20.4085 | 20.2847 | 29.15 | 64.5474 | 37.5 |  | 41.494 |  |  |  | 47.5282 | 52.7547 |  |  |  | 65.48 | 0 | 45.8066 | 0 | 24.3272 | 0 | 98.477 | 98.3721 | 69.4926
11 | Civil Works | INR Crores | 381.12 | 0 | 0 | 0 | 443 | 444.3999 | 441.7024 | 362.93 | 857.5586 | 767.7 | 0 | 892.6821 | 824.6 | 917.81 | 513.8412 | 631.4467 | 700.8833 | 390.212 | 308.81 | 36.33 | 951.397 | 0 | 664.64 | 0 | 352.9795 | 0 | 1428.6856 | 1427.1638 | 666.0565
| SG Area Civil Work | INR Crores | 176.3061 |  |  |  | 242.6684 | 243.4352 | 241.9576 | 105.96 | 857.5586 | 584.8 |  | 496.1829 | 458.3405 | 510.1498 | 349.417 | 631.4467 | 700.8833 | 213.77 | 171.647 |  | 670.382 | 0 | 369.4294 | 0 | 196.1979 | 0 | 794.1117 | 793.2658 | 541.0229
| TG Area Civil Work | INR Crores | 49.9933 |  |  |  | 60.0279 | 60.2176 | 59.852 | 115.44 |  |  |  | 96.7821 | 89.4008 | 99.5064 | 27.2417 |  |  |  | 33.4803 |  |  | 0 | 72.0584 | 0 | 38.269 | 0 | 154.8941 | 154.7291 | 125.0336
| CW system | INR Crores | 0 |  |  |  | 0 | 0 | 0 |  |  |  |  | 0 | 0 | 0 | 0 |  |  |  | 0 |  |  | 0 | 0 | 0 | 0 | 0 | 0 | 0 | 0
| DM water Plant | INR Crores | 0 |  |  |  | 0 | 0 | 0 |  |  |  |  | 0 | 0 | 0 | 0 |  |  |  | 0 |  |  | 0 | 0 | 0 | 0 | 0 | 0 | 0 | 0
| Clarification plant | INR Crores | 0 |  |  |  | 0 | 0 | 0 |  |  |  |  | 0 | 0 | 0 | 0 |  |  |  | 0 |  |  | 0 | 0 | 0 | 0 | 0 | 0 | 0 | 0
| Chlorination plant | INR Crores | 0 |  |  |  | 0 | 0 | 0 |  |  |  |  | 0 | 0 | 0 | 0 |  |  |  | 0 |  |  | 0 | 0 | 0 | 0 | 0 | 0 | 0 | 0
| Fuel Handiling & Storage System | INR Crores | 0.73621 |  |  |  | 0.88399 | 0.88678 | 0.8814 |  |  |  |  | 1.4252 | 1.3165 | 1.4654 | 0.8922 |  |  |  | 0.49304 | 1.7 |  | 0 | 1.0612 | 0 | 0.56356 | 0 | 2.281 | 2.2786 | 1.8413
| Coal Handling Plant | INR Crores | 0 |  |  |  | 0 | 0 | 0 |  |  |  |  | 0 | 0 | 0 | 0 |  |  |  | 0 |  |  | 0 | 0 | 0 | 0 | 0 | 0 | 0 | 0
| Ash Handling System | INR Crores | 100.4533 |  |  |  | 75.024 | 75.261 | 74.8042 |  |  | 182.9 |  | 194.4675 | 179.6361 | 199.9415 | 99.151 |  |  | 176.442 | 67.2731 |  | 281.015 | 0 | 144.7894 | 0 | 76.8953 | 0 | 311.2339 | 310.9023 | 251.2342
| Ash disposal area development | INR Crores | 14.1288 |  |  |  | 16.9647 | 17.0183 | 16.915 | 47.8 |  |  |  | 27.352 | 25.2659 | 28.1219 | 10.9487 |  |  |  | 9.462 | 17.45 |  | 0 | 20.3647 | 0 | 10.8154 | 0 | 43.7753 | 43.7287 | 35.3363
| Fire fighting System | INR Crores | 0 |  |  |  | 0 | 0 | 0 | 0 |  |  |  | 0 | 0 | 0 | 0 |  |  |  | 0 |  |  | 0 | 0 | 0 | 0 | 0 | 0 | 0 | 0
| Temp. construction & enabling works | INR Crores | 3.733 |  |  |  | 4.4823 | 4.4965 | 4.4692 | 13.59 |  |  |  | 7.2268 | 6.6756 | 7.4302 | 2.502 |  |  |  | 2.5 | 3.65 |  | 0 | 5.3807 | 0 | 2.8576 | 0 | 11.5661 | 11.5537 | 9.3364
| Road & Drainage | INR Crores | 4.7962 |  |  |  | 5.7589 | 5.7771 | 5.742 | 8.62 |  |  |  | 9.285 | 8.5769 | 9.5464 | 6.8112 |  |  |  | 3.212 | 13.53 |  | 0 | 6.9131 | 0 | 3.6714 | 0 | 14.8601 | 14.8443 | 11.9954
| Off site civil works | INR Crores | 13.0007 |  |  |  | 15.6102 | 15.6595 | 15.5644 | 30.02 |  |  |  | 25.168 | 23.2485 | 25.8765 | 7.0842 |  |  |  | 8.7065 |  |  | 0 | 18.7387 | 0 | 9.9518 | 0 | 40.28 | 40.2371 | 32.5148
| Raw water reservoir | INR Crores | 17.9723 |  |  |  | 21.5797 | 21.6479 | 21.5165 | 41.5 |  |  |  | 34.7926 | 32.1391 | 35.772 | 9.7932 |  |  |  | 12.036 |  |  | 0 | 25.9046 | 0 | 13.7575 | 0 | 55.6835 | 55.6242 | 44.9488
12 | Initial Spares | INR Crores | 53.01 | 0 | 81 | 0 | 41.69 | 55.5246 | 55.1876 | 0 | 135.235 | 132.715 | 0 | 91.585 | 74.3 | 0 | 0 | 127.67 | 146.997 | 22.13 | 19.3 | 48.27 | 173.8 | 100 | 143.3006 | 0 | 76.1046 | 0 | 253.5829 | 253.3128 | 272.4026
| - Initial Spares | INR Crores | 53.01 |  | 81 |  | 41.69 | 55.5246 | 55.1876 | 0 | 135.235 | 132.715 |  | 91.585 | 74.3 |  |  | 127.67 | 146.997 | 22.13 | 19.3 | 48.27 | 173.8 | 100 | 143.3006 | 0 | 76.1046 | 0 | 253.5829 | 253.3128 | 272.4026
13 | Cooling Tower | INR Crores | 50 | 0 | 0 | 0 | 52 | 57.1411 | 56.7942 | 65.28 | 90 | 57.602 | 0 | 0 | 106 | 0 | 0 | 127.702 | 85.798 | 33.23 | 0 | 51.85 | 157.635 | 0 | 97.1488 | 0 | 51.5942 | 0 | 208.8544 | 208.632 | 118.5915
| - Cooling Tower | INR Crores | 50 |  |  |  | 52 | 57.1411 | 56.7942 | 65.28 | 90 | 57.602 |  |  | 106 |  |  | 127.702 | 85.798 | 33.23 |  | 51.85 | 157.635 | 0 | 97.1488 | 0 | 51.5942 | 0 | 208.8544 | 208.632 | 118.5915
Optional Packages (Includes Equipment Cost and Associated Civil Works)
1 | Desalination Plant | INR Crores | 0 | 0 | 0 | 0 | 0 | 0 | 0 | 0 | 113.482 | 0 | 0 | 0 | 0 | 0 | 0 | 0 | 0 | 0 | 0 | 0 | 0 | 0 | 0 | 0 | 0 | 0 | 0 | 0 | 151.5712
| - Desalination Plant | INR Crores | 0 | [7 empty] | 113.482 | [12 empty] | 0 | 0 | 0 | 0 |  | 0 | 0 | 151.5712
2 | MGR | INR Crores | 0 | 0 | 0 | 0 | 0 | 29.4719 | 29.293 | 0 | 0 | 0 | 0 | 0 | 34.8 | 0 | 0 | 0 | 92.725 | 0 | 0 | 41.23 | 0 | 0 | 20.6628 | 0 | 10.9737 | 0 | 44.4217 | 44.3744 | 0
| - MGR | INR Crores | [5 empty] | 29.4719 | 29.293 | 0 | 0 |  |  |  | 34.8 |  |  |  | 92.725 |  |  | 41.23 |  | 0 | 20.6628 | 0 | 10.9737 | 0 | 44.4217 | 44.3744
3 | Railway Siding | INR Crores | 60 | 0 | 0 | 0 | 0 | 0 | 0 | 0 | 0 | 147.815 | 0 | 0 | 0 | 0 | 0 | 0 | 0 | 0 | 0 | 0 | 109.809 | 0 | 0 | 0 | 0 | 0 | 0 | 0 | 0
| - Railway Siding | INR Crores | 60 | [5 empty] | 0 |  |  | 147.815 | [10 empty] | 109.809 | 0 | 0 | 0 | 0 | 0 | 0 | 0
4 | Unloading Equipment at Jetty | INR Crores | 0 | 0 | 0 | 0 | 0 | 0 | 0 | 0 | 121.314 | 0 | 0 | 0 | 220 | 0 | 0 | 0 | 0 | 0 | 0 | 0 | 0 | 0 | 0 | 0 | 0 | 0 | 0 | 0 | 0
| - Unloading Equipment at Jetty | INR Crores | 0 | [7 empty] | 121.314 |  |  |  | 220 | [8 empty] | 0 | 0 | 0 | 0 | 0 | 0 | 0
5 | Rolling Stock/Locomotive | INR Crores | 18.3 | 0 | 0 | 0 | 0 | 17.6285 | 17.5215 | 59.18 | 0 | 14.068 | 0 | 0 | 0 | 0 | 0 | 0 | 50.417 | 54.02 | 0 | 51.59 | 15.853 | 0 | 29.4787 | 0 | 15.6557 | 0 | 63.3746 | 63.3071 | 0
| - Rolling Stock/Locomotive | INR Crores | 18.3 |  |  |  |  | 17.6285 | 17.5215 | 59.18 | 0 | 14.068 | [5 empty] | 0 | 50.417 | 54.02 |  | 51.59 | 15.853 | 0 | 29.4787 | 0 | 15.6557 | 0 | 63.3746 | 63.3071
6 | FGD Plant | INR Crores | 0 | 0 | 0 | 0 | 0 | 0 | 0 | 0 | 0 | 0 | 0 | 0 | 150 | 0 | 0 | 0 | 0 | 0 | 0 | 0 | 0 | 0 | 0 | 0 | 0 | 0 | 0 | 0 | 206.6864
| - FGD Plant | INR Crores | [12 empty] | 150 | [8 empty] | 0 | 0 | 0 | 0 | 0 | 0 | 0 | 206.6864
7 | Township & Colony | INR Crores | 55.25 | 0 | 0 | 0 | 31 | 31.0618 | 30.8733 | 43.96 | 80.316 | 127.4 | 0 | 0 | 0 | 0 | 0 | 58.363 | 0 | 0 | 0 | 21.36 | 129.6 | 0 | 71.1099 | 0 | 37.7653 | 0 | 152.8749 | 152.7121 | 0
| - Township & Colony | INR Crores | 55.25 |  |  |  | 31 | 31.0618 | 30.8733 | 43.96 | 80.316 | 127.4 |  |  | 0 |  |  | 58.363 |  |  |  | 21.36 | 129.6 | 0 | 71.1099 | 0 | 37.7653 | 0 | 152.8749 | 152.7121
8 | Transmission Line Cost till Tie Point | INR Crores | 0 | 0 | 0 | 0 | 0 | 0 | 0 | 0 | 0 | 0 | 0 | 0 | 0 | 0 | 0 | 0 | 0 | 0 | 0 | 0 | 0 | 0 | 0 | 0 | 0 | 0 | 0 | 0 | 0
| - Transmission Line Cost till Tie Point | INR Crores | 0 |  |  |  |  | 0 | 0 | [14 empty] | 0 | 0 | 0 | 0 | 0 | 0 | 0 | 0
| Total Hard Cost (Excluding Taxes) | INR Crores | 1840.3113 | 1024.2276 | 1148.0834 | 1132.5022 | 1756.5869 | 1768.18 | 1861.81 | 3095.74 | 4351.699 | 4228.001 | 2270.1605 | 3823.924 | 3395.8558 | 3021.5918 | 3867.6993 | 3921.222 | 4509.273 | 2739.7749 | 2293.2416 | 3367.567 | 5624.476 | 2097.6684 | 4660.282 | 1216.5621 | 2475 | 4442.4257 | 7294.6 | 7286.83 | 6900.9179
| Taxes and Duties | INR Crores | 0 | 0 | 0 | 0 | 117.13 | 0 | 0 |  |  | 81.721 | 0 | 0 | 108 | 346.74 | 0 |  |  | 436.63 |  |  | 108.5
| - Taxes and Duties | INR Crores |  |  |  |  | 1.43 |  |  |  |  | 81.721 |  |  | 108 | 346.74 |  |  |  | 413.14 |  |  | 108.5
| - Custom Duty | INR Crores |  |  |  |  | 115.7 | [7 empty] | 0 |  |  |  |  | 23.49
| Total Hard Cost (Including Taxes) | INR Crores | 1840.3113 | 1024.2276 | 1148.0834 | 1132.5022 | 1873.7169 | 1768.18 | 1861.81 | 3095.74 | 4351.699 | 4309.722 | 2270.1605 | 3823.924 | 3503.8558 | 3368.3318 | 3867.6993 | 3921.222 | 4509.273 | 3176.4049 | 2293.2416 | 3367.567 | 5732.976 | 2097.6684 | 4660.282 | 1216.5621 | 2475 | 4442.4257 | 7294.6 | 7286.83 | 6900.9179
Note on N18: KPMG: Only BTG Cost given

## Indices
CERC
Capital Cost Benchmarking
Thermal Power Plants
| Constituents | Source | Unit | Weights | 2001-04-01 | 2001-05-01 | 2001-06-01 | 2001-07-01 | 2001-08-01 | 2001-09-01 | 2001-10-01 | 2001-11-01 | 2001-12-01 | 2002-01-01 | 2002-02-01 | 2002-03-01 | 2002-04-01 | 2002-05-01 | 2002-06-01 | 2002-07-01 | 2002-08-01 | 2002-09-01 | 2002-10-01 | 2002-11-01 | 2002-12-01 | 2003-01-01 | 2003-02-01 | 2003-03-01 | 2003-04-01 | 2003-05-01 | 2003-06-01 | 2003-07-01 | 2003-08-01 | 2003-09-01 | 2003-10-01 | 2003-11-01 | 2003-12-01 | 2004-01-01 | 2004-02-01 | 2004-03-01 | 2004-04-01 | 2004-05-01 | 2004-06-01 | 2004-07-01 | 2004-08-01 | 2004-09-01 | 2004-10-01 | 2004-11-01 | 2004-12-01 | 2005-01-01 | 2005-02-01 | 2005-03-01 | 2005-04-01 | 2005-05-01 | 2005-06-01 | 2005-07-01 | 2005-08-01 | 2005-09-01 | 2005-10-01 | 2005-11-01 | 2005-12-01 | 2006-01-01 | 2006-02-01 | 2006-03-01 | 2006-04-01 | 2006-05-01 | 2006-06-01 | 2006-07-01 | 2006-08-01 | 2006-09-01 | 2006-10-01 | 2006-11-01 | 2006-12-01 | 2007-01-01 | 2007-02-01 | 2007-03-01 | 2007-04-01 | 2007-05-01 | 2007-06-01 | 2007-07-01 | 2007-08-01 | 2007-09-01 | 2007-10-01 | 2007-11-01 | 2007-12-01 | 2008-01-01 | 2008-02-01 | 2008-03-01 | 2008-04-01 | 2008-05-01 | 2008-06-01 | 2008-07-01 | 2008-08-01 | 2008-09-01 | 2008-10-01 | 2008-11-01 | 2008-12-01 | 2009-01-01 | 2009-02-01 | 2009-03-01 | 2009-04-01 | 2009-05-01 | 2009-06-01 | 2009-07-01 | 2009-08-01 | 2009-09-01 | 2009-10-01 | 2009-11-01 | 2009-12-01 | 2010-01-01 | 2010-02-01 | 2010-03-01 | 2010-04-01 | 2010-05-01 | 2010-06-01 | 2010-07-01 | 2010-08-01 | 2010-09-01 | 2010-10-01 | 2010-11-01 | 2010-12-01 | 2011-01-01 | 2011-02-01 | 2011-03-01 | 2011-04-01 | 2011-05-01 | 2011-06-01 | 2011-07-01 | 2011-08-01 | 2011-09-01 | 2011-10-01 | 2011-11-01 | 2011-12-01 | 2012-01-01 | 2012-02-01 | 2012-03-01 | 2012-04-01 | 2012-05-01 | 2012-06-01 | 2012-07-01 | 2012-08-01 | 2012-09-01 | 2012-10-01 | 2012-11-01 | 2012-12-01 | 2013-01-01 | 2013-02-01 | 2013-03-01 | 2013-04-01 | 2013-05-01 | 2013-06-01 | 2013-07-01 | 2013-08-01 | 2013-09-01 | 2013-10-01 | 2013-11-01 | 2013-12-01 | 2014-01-01 | 2014-02-01 | 2014-03-01
Steam Generator
| Base Metal and Alloys | RBI Index 39 | Index No. | 0.4 | 139 | 138.1 | 138.1 | 138.2 | 137.6 | 137.6 | 137.6 | 137.6 | 137.6 | 138 | 138 | 137.7 | 137.8 | 138 | 138.1 | 139.1 | 144.2 | 144.2 | 144.6 | 144.7 | 144.7 | 149.3 | 149.3 | 149.3 | 151.3 | 160.2 | 159.9 | 161.9 | 161.9 | 177.3 | 178.7 | 179.2 | 179.1 | 185.8 | 187.8 | 187.8 | 187.8 | 202.6 | 202.6 | 205.3 | 206.9 | 205.1 | 205.9 | 206.3 | 206.3 | 208.4 | 208.7 | 213.5 | 221.4 | 221.7 | 238.8 | 236.5 | 236.8 | 236.8 | 236.8 | 236.8 | 236.8 | 213.1 | 213.1 | 213.1 | 226.6 | 227.1 | 227.5 | 235 | 235.8 | 239.2 | 239.4 | 240.5 | 240.7 | 241.3 | 241.6 | 242.8 | 245.9 | 246.8 | 247.4 | 247.7 | 246.6 | 252.6 | 253.5 | 254.1 | 254.4 | 256.2 | 258.9 | 303.1 | 322.1 | 317.9 | 321.8 | 321.8 | 321.8 | 324.8 | 320.4 | 305.1 | 298.3 | 285 | 271.6 | 273 | 270.8 | 270.7 | 270.7 | 270.4 | 275.4 | 273.7 | 274.1 | 274.3 | 274 | 275.7 | 276.5 | 280.6 | 298.8 | 311.3 | 311.8 | 0 | 0 | 0
| Steel | RBI Index 39 | Index No. | 0.26667 | 137 | 135.7 | 135.8 | 135.9 | 135.9 | 135.9 | 135.9 | 137.5 | 137.5 | 137.5 | 137.5 | 137.5 | 137.6 | 137.6 | 137.6 | 138.7 | 144.5 | 144.5 | 144.5 | 144.6 | 144.6 | 150.2 | 150.2 | 150.2 | 150.2 | 163.4 | 163.5 | 166.1 | 166.1 | 186.4 | 187.9 | 188.9 | 188.9 | 198.6 | 200.3 | 200.3 | 200.3 | 235.1 | 235.1 | 240.7 | 241.6 | 237.2 | 237.3 | 237.5 | 237.5 | 239.8 | 239.4 | 244.8 | 257.8 | 258.3 | 257.6 | 254.7 | 257.3 | 257.3 | 257.3 | 257.3 | 257.3 | 226.5 | 226.5 | 226.5 | 243.7 | 243.8 | 243.6 | 251.5 | 253.8 | 259.1 | 259.5 | 259.4 | 259.4 | 260 | 260.4 | 261.9 | 266.7 | 267.9 | 268.1 | 268.8 | 267.5 | 276.7 | 277.6 | 278.4 | 279.2 | 279.9 | 281.7 | 337.7 | 359 | 353.3 | 357.7 | 357.7 | 357.7 | 360.4 | 355.1 | 329.2 | 321.3 | 303.1 | 286.6 | 288.4 | 285.8 | 286.3 | 286.4 | 286.5 | 293.9 | 290 | 291.4 | 291.3 | 290.8 | 292.9 | 294.8 | 300.6 | 327.4 | 343.5 | 343.8 | 0 | 0 | 0
| Labour | RBI Index 36 | Index No. | 0.18 | 104.4221 | 106.0684 | 107.4795 | 108.8906 | 109.5962 | 109.361 | 109.361 | 109.361 | 109.8314 | 109.8314 | 109.5962 | 110.0666 | 110.3017 | 111.0073 | 0 | 113.124 | 113.8295 | 114.0647 | 114.5351 | 115.0054 | 115.0054 | 113.5943 | 113.8295 | 114.5351 | 115.9462 | 116.1814 | 116.1814 | 116.1814 | 116.1814 | 118.298 | 118.5332 | 118.0628 | 118.5332 | 118.5332 | 118.5332 | 118.5332 | 118.5332 | 125.52 | 125.52 | 125.52 | 125.52 | 125.52 | 126.24 | 126 | 125.04 | 126.24 | 126.24 | 126.48 | 126.48 | 126.48 | 126.96 | 129.12 | 129.6 | 130.08 | 131.52 | 132.72 | 132 | 132 | 132 | 132 | 127 | 127 | 127 | 127 | 127 | 127 | 127 | 127 | 127 | 127 | 125 | 127 | 128 | 129 | 130 | 132 | 133 | 133 | 134 | 134 | 134 | 134 | 135 | 137 | 138 | 139 | 140 | 143 | 145 | 145 | 148 | 148 | 147 | 148 | 148 | 148 | 148 | 148 | 150 | 151 | 162 | 163 | 162 | 163 | 165 | 168 | 165 | 164 | 164 | 165 | 169 | 0 | 0 | 0
Turbine Generator
| Non-Ferrous Metals | RBI Index 39 | Index No. | 0.17708 | 131.3 | 131.2 | 130.8 | 132.5 | 130.7 | 130.7 | 130.7 | 161.9 | 161.9 | 161.9 | 161.4 | 161.2 | 163.7 | 163.6 | 163.3 | 163.4 | 163.6 | 163.7 | 162.7 | 162.6 | 162.6 | 160.9 | 160.9 | 162.5 | 162.4 | 161.7 | 162.2 | 161.7 | 161.7 | 161.6 | 161.6 | 163.5 | 164.4 | 167.9 | 168.5 | 168.5 | 168.5 | 139.2 | 139.2 | 138.9 | 142 | 142.5 | 143.8 | 143.5 | 143.5 | 145.2 | 146.2 | 147.1 | 147.3 | 146.6 | 155.3 | 159.6 | 165.9 | 165.9 | 165.9 | 165.9 | 165.9 | 200 | 200 | 200 | 209.8 | 216.9 | 217.6 | 237.8 | 254 | 275.7 | 289.8 | 289.8 | 289.8 | 289.8 | 289.8 | 289.8 | 289.8 | 289.8 | 289.8 | 289.8 | 289.8 | 289.8 | 278.2 | 278.2 | 278.2 | 278.2 | 266.9 | 271 | 266.4 | 263.1 | 259.4 | 259.4 | 259.4 | 258.1 | 254.9 | 250 | 246.3 | 241.7 | 232.8 | 230.3 | 232 | 232.2 | 232.6 | 233.2 | 236.3 | 238 | 238.6 | 239.8 | 240.4 | 241.6 | 237.4 | 237.8 | 238 | 238.2 | 235.5 | 0 | 0 | 0
| Steel | RBI Index 39 | Index No. | 0.53125 | 137 | 135.7 | 135.8 | 135.9 | 135.9 | 135.9 | 135.9 | 137.5 | 137.5 | 137.5 | 137.5 | 137.5 | 137.6 | 137.6 | 137.6 | 138.7 | 144.5 | 144.5 | 144.5 | 144.6 | 144.6 | 150.2 | 150.2 | 150.2 | 150.2 | 163.4 | 163.5 | 166.1 | 166.1 | 186.4 | 187.9 | 188.9 | 188.9 | 198.6 | 200.3 | 200.3 | 200.3 | 235.1 | 235.1 | 240.7 | 241.6 | 237.2 | 237.3 | 237.5 | 237.5 | 239.8 | 239.4 | 244.8 | 257.8 | 258.3 | 257.6 | 254.7 | 257.3 | 257.3 | 257.3 | 257.3 | 257.3 | 226.5 | 226.5 | 226.5 | 243.7 | 243.8 | 243.6 | 251.5 | 253.8 | 259.1 | 259.5 | 259.4 | 259.4 | 260 | 260.4 | 261.9 | 266.7 | 267.9 | 268.1 | 268.8 | 267.5 | 276.7 | 277.6 | 278.4 | 279.2 | 279.9 | 281.7 | 337.7 | 359 | 353.3 | 357.7 | 357.7 | 357.7 | 360.4 | 355.1 | 329.2 | 321.3 | 303.1 | 286.6 | 288.4 | 285.8 | 286.3 | 286.4 | 286.5 | 293.9 | 290 | 291.4 | 291.3 | 290.8 | 292.9 | 294.8 | 300.6 | 327.4 | 343.5 | 343.8 | 0 | 0 | 0
| Labour | RBI Index 39 | Index No. | 0.14167 | 104.4221 | 106.0684 | 107.4795 | 108.8906 | 109.5962 | 109.361 | 109.361 | 109.361 | 109.8314 | 109.8314 | 109.5962 | 110.0666 | 110.3017 | 111.0073 | 0 | 113.124 | 113.8295 | 114.0647 | 114.5351 | 115.0054 | 115.0054 | 113.5943 | 113.8295 | 114.5351 | 115.9462 | 116.1814 | 116.1814 | 116.1814 | 116.1814 | 118.298 | 118.5332 | 118.0628 | 118.5332 | 118.5332 | 118.5332 | 118.5332 | 118.5332 | 125.52 | 125.52 | 125.52 | 125.52 | 125.52 | 126.24 | 126 | 125.04 | 126.24 | 126.24 | 126.48 | 126.48 | 126.48 | 126.96 | 129.12 | 129.6 | 130.08 | 131.52 | 132.72 | 132 | 132 | 132 | 132 | 127 | 127 | 127 | 127 | 127 | 127 | 127 | 127 | 127 | 127 | 125 | 127 | 128 | 129 | 130 | 132 | 133 | 133 | 134 | 134 | 134 | 134 | 135 | 137 | 138 | 139 | 140 | 143 | 145 | 145 | 148 | 148 | 147 | 148 | 148 | 148 | 148 | 148 | 150 | 151 | 162 | 163 | 162 | 163 | 165 | 168 | 165 | 164 | 164 | 165 | 169 | 0 | 0 | 0 | 0 | 0 | 0 | 0 | 0 | 0 | 0 | 0 | 0 | 0 | 0 | 0 | 0 | 0 | 0 | 0 | 0 | 0 | 0 | 0 | 0 | 0 | 0 | 0 | 0 | 0 | 0 | 0 | 0 | 0 | 0 | 0 | 0 | 0 | 0 | 0 | 0 | 0 | 0 | 0 | 0 | 0 | 0 | 0 | 0 | 0 | 0 | 0 | 0 | 0 | 0 | 0 | 0 | 0 | 0 | 0 | 0 | 0 | 0 | 0 | 0 | 0 | 0 | 0 | 0 | 0 | 0 | 0 | 0 | 0 | 0 | 0 | 0 | 0 | 0 | 0 | 0 | 0 | 0 | 0 | 0 | 0 | 0 | 0 | 0 | 0 | 0 | 0 | 0 | 0 | 0 | 0 | 0 | 0 | 0 | 0 | 0 | 0 | 0 | 0 | 0 | 0 | 0 | 0 | 0 | 0 | 0 | 0 | 0 | 0 | 0 | 0 | 0 | 0 | 0 | 0 | 0 | 0 | 0 | 0 | 0 | 0 | 0 | 0 | 0 | 0 | 0 | 0 | 0 | 0 | 0 | 0 | 0 | 0 | 0 | 0 | 0
Water System
| Non-Ferrous Metals | RBI Index 39 | Index No. | 0.14167 | 131.3 | 131.2 | 130.8 | 132.5 | 130.7 | 130.7 | 130.7 | 161.9 | 161.9 | 161.9 | 161.4 | 161.2 | 163.7 | 163.6 | 163.3 | 163.4 | 163.6 | 163.7 | 162.7 | 162.6 | 162.6 | 160.9 | 160.9 | 162.5 | 162.4 | 161.7 | 162.2 | 161.7 | 161.7 | 161.6 | 161.6 | 163.5 | 164.4 | 167.9 | 168.5 | 168.5 | 168.5 | 139.2 | 139.2 | 138.9 | 142 | 142.5 | 143.8 | 143.5 | 143.5 | 145.2 | 146.2 | 147.1 | 147.3 | 146.6 | 155.3 | 159.6 | 165.9 | 165.9 | 165.9 | 165.9 | 165.9 | 200 | 200 | 200 | 209.8 | 216.9 | 217.6 | 237.8 | 254 | 275.7 | 289.8 | 289.8 | 289.8 | 289.8 | 289.8 | 289.8 | 289.8 | 289.8 | 289.8 | 289.8 | 289.8 | 289.8 | 278.2 | 278.2 | 278.2 | 278.2 | 266.9 | 271 | 266.4 | 263.1 | 259.4 | 259.4 | 259.4 | 258.1 | 254.9 | 250 | 246.3 | 241.7 | 232.8 | 230.3 | 232 | 232.2 | 232.6 | 233.2 | 236.3 | 238 | 238.6 | 239.8 | 240.4 | 241.6 | 237.4 | 237.8 | 238 | 238.2 | 235.5 | 0 | 0 | 0
| Cement | RBI Index 39 | Index No. | 0.28333 | 153 | 151.8 | 150.3 | 151.8 | 150.1 | 150.1 | 150.1 | 148.6 | 148.6 | 148.6 | 145.7 | 145.5 | 145.1 | 145.3 | 142.4 | 144 | 144.1 | 141.6 | 143.8 | 147.1 | 147.1 | 148 | 148 | 147.1 | 148.2 | 147.3 | 145.9 | 145.8 | 145.8 | 142.7 | 144.9 | 148.2 | 150.2 | 152.6 | 152.6 | 152.6 | 152.6 | 152.9 | 152.9 | 151.4 | 150.6 | 150.8 | 150 | 147.4 | 147.4 | 149.2 | 161.3 | 163.8 | 164.3 | 163.8 | 163.4 | 162.2 | 162.2 | 162.2 | 162.2 | 162.2 | 162.2 | 181.8 | 181.8 | 181.8 | 191.2 | 193.5 | 193.6 | 194.5 | 195 | 195 | 196.7 | 198.8 | 198.6 | 198.4 | 200.5 | 210.7 | 211.6 | 211.6 | 213.3 | 215.1 | 215.6 | 219.8 | 220 | 219.7 | 219.7 | 221.1 | 220.9 | 221 | 221.4 | 222.4 | 221.7 | 221.7 | 221.7 | 225.3 | 225.2 | 225.2 | 222.5 | 221.4 | 223.6 | 225.4 | 227.9 | 228.1 | 230 | 230.8 | 229.6 | 227.5 | 225.8 | 225.8 | 219.3 | 207.5 | 212.4 | 223.3 | 228.1 | 226.4 | 216.6 | 0 | 0 | 0
| Steel | RBI Index 39 | Index No. | 0.28333 | 137 | 135.7 | 135.8 | 135.9 | 135.9 | 135.9 | 135.9 | 137.5 | 137.5 | 137.5 | 137.5 | 137.5 | 137.6 | 137.6 | 137.6 | 138.7 | 144.5 | 144.5 | 144.5 | 144.6 | 144.6 | 150.2 | 150.2 | 150.2 | 150.2 | 163.4 | 163.5 | 166.1 | 166.1 | 186.4 | 187.9 | 188.9 | 188.9 | 198.6 | 200.3 | 200.3 | 200.3 | 235.1 | 235.1 | 240.7 | 241.6 | 237.2 | 237.3 | 237.5 | 237.5 | 239.8 | 239.4 | 244.8 | 257.8 | 258.3 | 257.6 | 254.7 | 257.3 | 257.3 | 257.3 | 257.3 | 257.3 | 226.5 | 226.5 | 226.5 | 243.7 | 243.8 | 243.6 | 251.5 | 253.8 | 259.1 | 259.5 | 259.4 | 259.4 | 260 | 260.4 | 261.9 | 266.7 | 267.9 | 268.1 | 268.8 | 267.5 | 276.7 | 277.6 | 278.4 | 279.2 | 279.9 | 281.7 | 337.7 | 359 | 353.3 | 357.7 | 357.7 | 357.7 | 360.4 | 355.1 | 329.2 | 321.3 | 303.1 | 286.6 | 288.4 | 285.8 | 286.3 | 286.4 | 286.5 | 293.9 | 290 | 291.4 | 291.3 | 290.8 | 292.9 | 294.8 | 300.6 | 327.4 | 343.5 | 343.8 | 0 | 0 | 0
| Labour | RBI Index 39 | Index No. | 0.14167 | 104.4221 | 106.0684 | 107.4795 | 108.8906 | 109.5962 | 109.361 | 109.361 | 109.361 | 109.8314 | 109.8314 | 109.5962 | 110.0666 | 110.3017 | 111.0073 | 0 | 113.124 | 113.8295 | 114.0647 | 114.5351 | 115.0054 | 115.0054 | 113.5943 | 113.8295 | 114.5351 | 115.9462 | 116.1814 | 116.1814 | 116.1814 | 116.1814 | 118.298 | 118.5332 | 118.0628 | 118.5332 | 118.5332 | 118.5332 | 118.5332 | 118.5332 | 125.52 | 125.52 | 125.52 | 125.52 | 125.52 | 126.24 | 126 | 125.04 | 126.24 | 126.24 | 126.48 | 126.48 | 126.48 | 126.96 | 129.12 | 129.6 | 130.08 | 131.52 | 132.72 | 132 | 132 | 132 | 132 | 127 | 127 | 127 | 127 | 127 | 127 | 127 | 127 | 127 | 127 | 125 | 127 | 128 | 129 | 130 | 132 | 133 | 133 | 134 | 134 | 134 | 134 | 135 | 137 | 138 | 139 | 140 | 143 | 145 | 145 | 148 | 148 | 147 | 148 | 148 | 148 | 148 | 148 | 150 | 151 | 162 | 163 | 162 | 163 | 165 | 168 | 165 | 164 | 164 | 165 | 169 | 0 | 0 | 0 | 0 | 0 | 0 | 0 | 0 | 0 | 0 | 0 | 0 | 0 | 0 | 0 | 0 | 0 | 0 | 0 | 0 | 0 | 0 | 0 | 0 | 0 | 0 | 0 | 0 | 0 | 0 | 0 | 0 | 0 | 0 | 0 | 0 | 0 | 0 | 0 | 0 | 0 | 0 | 0 | 0 | 0 | 0 | 0 | 0 | 0 | 0 | 0 | 0 | 0 | 0 | 0 | 0 | 0 | 0 | 0 | 0 | 0 | 0 | 0 | 0 | 0 | 0 | 0 | 0 | 0 | 0 | 0 | 0 | 0 | 0 | 0 | 0 | 0 | 0 | 0 | 0 | 0 | 0 | 0 | 0 | 0 | 0 | 0 | 0 | 0 | 0 | 0 | 0 | 0 | 0 | 0 | 0 | 0 | 0 | 0 | 0 | 0 | 0 | 0 | 0 | 0 | 0 | 0 | 0 | 0 | 0 | 0 | 0 | 0 | 0 | 0 | 0 | 0 | 0 | 0 | 0 | 0 | 0 | 0 | 0 | 0 | 0 | 0 | 0 | 0 | 0 | 0 | 0 | 0 | 0 | 0 | 0 | 0 | 0 | 0 | 0
Cooling Tower
| Cement | RBI Index 39 | Index No. | 0.6375 | 153 | 151.8 | 150.3 | 151.8 | 150.1 | 150.1 | 150.1 | 148.6 | 148.6 | 148.6 | 145.7 | 145.5 | 145.1 | 145.3 | 142.4 | 144 | 144.1 | 141.6 | 143.8 | 147.1 | 147.1 | 148 | 148 | 147.1 | 148.2 | 147.3 | 145.9 | 145.8 | 145.8 | 142.7 | 144.9 | 148.2 | 150.2 | 152.6 | 152.6 | 152.6 | 152.6 | 152.9 | 152.9 | 151.4 | 150.6 | 150.8 | 150 | 147.4 | 147.4 | 149.2 | 161.3 | 163.8 | 164.3 | 163.8 | 163.4 | 162.2 | 162.2 | 162.2 | 162.2 | 162.2 | 162.2 | 181.8 | 181.8 | 181.8 | 191.2 | 193.5 | 193.6 | 194.5 | 195 | 195 | 196.7 | 198.8 | 198.6 | 198.4 | 200.5 | 210.7 | 211.6 | 211.6 | 213.3 | 215.1 | 215.6 | 219.8 | 220 | 219.7 | 219.7 | 221.1 | 220.9 | 221 | 221.4 | 222.4 | 221.7 | 221.7 | 221.7 | 225.3 | 225.2 | 225.2 | 222.5 | 221.4 | 223.6 | 225.4 | 227.9 | 228.1 | 230 | 230.8 | 229.6 | 227.5 | 225.8 | 225.8 | 219.3 | 207.5 | 212.4 | 223.3 | 228.1 | 226.4 | 216.6 | 0 | 0 | 0 | 0 | 0 | 0 | 0 | 0 | 0 | 0 | 0 | 0 | 0 | 0 | 0 | 0 | 0 | 0 | 0 | 0 | 0 | 0 | 0 | 0 | 0 | 0 | 0 | 0 | 0 | 0 | 0 | 0 | 0 | 0 | 0 | 0 | 0 | 0 | 0 | 0 | 0 | 0 | 0 | 0 | 0 | 0 | 0 | 0 | 0 | 0 | 0 | 0 | 0 | 0 | 0 | 0 | 0 | 0 | 0 | 0 | 0 | 0 | 0 | 0 | 0 | 0 | 0 | 0 | 0 | 0 | 0 | 0 | 0 | 0 | 0 | 0 | 0 | 0 | 0 | 0 | 0 | 0 | 0 | 0 | 0 | 0 | 0 | 0 | 0 | 0 | 0 | 0 | 0 | 0 | 0 | 0 | 0 | 0 | 0 | 0 | 0 | 0 | 0 | 0 | 0 | 0 | 0 | 0 | 0 | 0 | 0 | 0 | 0 | 0 | 0 | 0 | 0 | 0 | 0 | 0 | 0 | 0 | 0 | 0 | 0 | 0 | 0 | 0 | 0 | 0 | 0 | 0 | 0 | 0 | 0 | 0 | 0 | 0 | 0 | 0
| Steel | RBI Index 39 | Index No. | 0.070833 | 137 | 135.7 | 135.8 | 135.9 | 135.9 | 135.9 | 135.9 | 137.5 | 137.5 | 137.5 | 137.5 | 137.5 | 137.6 | 137.6 | 137.6 | 138.7 | 144.5 | 144.5 | 144.5 | 144.6 | 144.6 | 150.2 | 150.2 | 150.2 | 150.2 | 163.4 | 163.5 | 166.1 | 166.1 | 186.4 | 187.9 | 188.9 | 188.9 | 198.6 | 200.3 | 200.3 | 200.3 | 235.1 | 235.1 | 240.7 | 241.6 | 237.2 | 237.3 | 237.5 | 237.5 | 239.8 | 239.4 | 244.8 | 257.8 | 258.3 | 257.6 | 254.7 | 257.3 | 257.3 | 257.3 | 257.3 | 257.3 | 226.5 | 226.5 | 226.5 | 243.7 | 243.8 | 243.6 | 251.5 | 253.8 | 259.1 | 259.5 | 259.4 | 259.4 | 260 | 260.4 | 261.9 | 266.7 | 267.9 | 268.1 | 268.8 | 267.5 | 276.7 | 277.6 | 278.4 | 279.2 | 279.9 | 281.7 | 337.7 | 359 | 353.3 | 357.7 | 357.7 | 357.7 | 360.4 | 355.1 | 329.2 | 321.3 | 303.1 | 286.6 | 288.4 | 285.8 | 286.3 | 286.4 | 286.5 | 293.9 | 290 | 291.4 | 291.3 | 290.8 | 292.9 | 294.8 | 300.6 | 327.4 | 343.5 | 343.8 | 0 | 0 | 0
| Labour | RBI Index 39 | Index No. | 0.14167 | 104.4221 | 106.0684 | 107.4795 | 108.8906 | 109.5962 | 109.361 | 109.361 | 109.361 | 109.8314 | 109.8314 | 109.5962 | 110.0666 | 110.3017 | 111.0073 | 0 | 113.124 | 113.8295 | 114.0647 | 114.5351 | 115.0054 | 115.0054 | 113.5943 | 113.8295 | 114.5351 | 115.9462 | 116.1814 | 116.1814 | 116.1814 | 116.1814 | 118.298 | 118.5332 | 118.0628 | 118.5332 | 118.5332 | 118.5332 | 118.5332 | 118.5332 | 125.52 | 125.52 | 125.52 | 125.52 | 125.52 | 126.24 | 126 | 125.04 | 126.24 | 126.24 | 126.48 | 126.48 | 126.48 | 126.96 | 129.12 | 129.6 | 130.08 | 131.52 | 132.72 | 132 | 132 | 132 | 132 | 127 | 127 | 127 | 127 | 127 | 127 | 127 | 127 | 127 | 127 | 125 | 127 | 128 | 129 | 130 | 132 | 133 | 133 | 134 | 134 | 134 | 134 | 135 | 137 | 138 | 139 | 140 | 143 | 145 | 145 | 148 | 148 | 147 | 148 | 148 | 148 | 148 | 148 | 150 | 151 | 162 | 163 | 162 | 163 | 165 | 168 | 165 | 164 | 164 | 165 | 169 | 0 | 0 | 0 | 0 | 0 | 0 | 0 | 0 | 0 | 0 | 0 | 0 | 0 | 0 | 0 | 0 | 0 | 0 | 0 | 0 | 0 | 0 | 0 | 0 | 0 | 0 | 0 | 0 | 0 | 0 | 0 | 0 | 0 | 0 | 0 | 0 | 0 | 0 | 0 | 0 | 0 | 0 | 0 | 0 | 0 | 0 | 0 | 0 | 0 | 0 | 0 | 0 | 0 | 0 | 0 | 0 | 0 | 0 | 0 | 0 | 0 | 0 | 0 | 0 | 0 | 0 | 0 | 0 | 0 | 0 | 0 | 0 | 0 | 0 | 0 | 0 | 0 | 0 | 0 | 0 | 0 | 0 | 0 | 0 | 0 | 0 | 0 | 0 | 0 | 0 | 0 | 0 | 0 | 0 | 0 | 0 | 0 | 0 | 0 | 0 | 0 | 0 | 0 | 0 | 0 | 0 | 0 | 0 | 0 | 0 | 0 | 0 | 0 | 0 | 0 | 0 | 0 | 0 | 0 | 0 | 0 | 0 | 0 | 0 | 0 | 0 | 0 | 0 | 0 | 0 | 0 | 0 | 0 | 0 | 0 | 0 | 0 | 0 | 0 | 0
[43 empty] | 125.52 | [67 empty] | 0 | 0 | 0 | 0 | 0 | 0 | 0 | 0
| Pumps | [109 empty] | 0 | 0 | 0 | 0 | 0 | 0 | 0 | 0
| Non-Ferrous Metals | RBI Index 39 | Index No. | 0.10625 | 131.3 | 131.2 | 130.8 | 132.5 | 130.7 | 130.7 | 130.7 | 161.9 | 161.9 | 161.9 | 161.4 | 161.2 | 163.7 | 163.6 | 163.3 | 163.4 | 163.6 | 163.7 | 162.7 | 162.6 | 162.6 | 160.9 | 160.9 | 162.5 | 162.4 | 161.7 | 162.2 | 161.7 | 161.7 | 161.6 | 161.6 | 163.5 | 164.4 | 167.9 | 168.5 | 168.5 | 168.5 | 139.2 | 139.2 | 138.9 | 142 | 142.5 | 143.8 | 143.5 | 143.5 | 145.2 | 146.2 | 147.1 | 147.3 | 146.6 | 155.3 | 159.6 | 165.9 | 165.9 | 165.9 | 165.9 | 165.9 | 200 | 200 | 200 | 209.8 | 216.9 | 217.6 | 237.8 | 254 | 275.7 | 289.8 | 289.8 | 289.8 | 289.8 | 289.8 | 289.8 | 289.8 | 289.8 | 289.8 | 289.8 | 289.8 | 289.8 | 278.2 | 278.2 | 278.2 | 278.2 | 266.9 | 271 | 266.4 | 263.1 | 259.4 | 259.4 | 259.4 | 258.1 | 254.9 | 250 | 246.3 | 241.7 | 232.8 | 230.3 | 232 | 232.2 | 232.6 | 233.2 | 236.3 | 238 | 238.6 | 239.8 | 240.4 | 241.6 | 237.4 | 237.8 | 238 | 238.2 | 235.5 | 0 | 0 | 0 | 0 | 0 | 0 | 0 | 0 | 0 | 0 | 0 | 0 | 0 | 0 | 0 | 0 | 0 | 0 | 0 | 0 | 0 | 0 | 0 | 0 | 0 | 0 | 0 | 0 | 0 | 0 | 0 | 0 | 0 | 0 | 0 | 0 | 0 | 0 | 0 | 0 | 0 | 0 | 0 | 0 | 0 | 0 | 0 | 0 | 0 | 0 | 0 | 0 | 0 | 0 | 0 | 0 | 0 | 0 | 0 | 0 | 0 | 0 | 0 | 0 | 0 | 0 | 0 | 0 | 0 | 0 | 0 | 0 | 0 | 0 | 0 | 0 | 0 | 0 | 0 | 0 | 0 | 0 | 0 | 0 | 0 | 0 | 0 | 0 | 0 | 0 | 0 | 0 | 0 | 0 | 0 | 0 | 0 | 0 | 0 | 0 | 0 | 0 | 0 | 0 | 0 | 0 | 0 | 0 | 0 | 0 | 0 | 0 | 0 | 0 | 0 | 0 | 0 | 0 | 0 | 0 | 0 | 0 | 0 | 0 | 0 | 0 | 0 | 0 | 0 | 0 | 0 | 0 | 0 | 0 | 0 | 0 | 0 | 0 | 0 | 0
| Steel | RBI Index 39 | Index No. | 0.60208 | 137 | 135.7 | 135.8 | 135.9 | 135.9 | 135.9 | 135.9 | 137.5 | 137.5 | 137.5 | 137.5 | 137.5 | 137.6 | 137.6 | 137.6 | 138.7 | 144.5 | 144.5 | 144.5 | 144.6 | 144.6 | 150.2 | 150.2 | 150.2 | 150.2 | 163.4 | 163.5 | 166.1 | 166.1 | 186.4 | 187.9 | 188.9 | 188.9 | 198.6 | 200.3 | 200.3 | 200.3 | 235.1 | 235.1 | 240.7 | 241.6 | 237.2 | 237.3 | 237.5 | 237.5 | 239.8 | 239.4 | 244.8 | 257.8 | 258.3 | 257.6 | 254.7 | 257.3 | 257.3 | 257.3 | 257.3 | 257.3 | 226.5 | 226.5 | 226.5 | 243.7 | 243.8 | 243.6 | 251.5 | 253.8 | 259.1 | 259.5 | 259.4 | 259.4 | 260 | 260.4 | 261.9 | 266.7 | 267.9 | 268.1 | 268.8 | 267.5 | 276.7 | 277.6 | 278.4 | 279.2 | 279.9 | 281.7 | 337.7 | 359 | 353.3 | 357.7 | 357.7 | 357.7 | 360.4 | 355.1 | 329.2 | 321.3 | 303.1 | 286.6 | 288.4 | 285.8 | 286.3 | 286.4 | 286.5 | 293.9 | 290 | 291.4 | 291.3 | 290.8 | 292.9 | 294.8 | 300.6 | 327.4 | 343.5 | 343.8 | 0 | 0 | 0
| Labour | RBI Index 39 | Index No. | 0.14167 | 104.4221 | 106.0684 | 107.4795 | 108.8906 | 109.5962 | 109.361 | 109.361 | 109.361 | 109.8314 | 109.8314 | 109.5962 | 110.0666 | 110.3017 | 111.0073 | 0 | 113.124 | 113.8295 | 114.0647 | 114.5351 | 115.0054 | 115.0054 | 113.5943 | 113.8295 | 114.5351 | 115.9462 | 116.1814 | 116.1814 | 116.1814 | 116.1814 | 118.298 | 118.5332 | 118.0628 | 118.5332 | 118.5332 | 118.5332 | 118.5332 | 118.5332 | 125.52 | 125.52 | 125.52 | 125.52 | 125.52 | 126.24 | 126 | 125.04 | 126.24 | 126.24 | 126.48 | 126.48 | 126.48 | 126.96 | 129.12 | 129.6 | 130.08 | 131.52 | 132.72 | 132 | 132 | 132 | 132 | 127 | 127 | 127 | 127 | 127 | 127 | 127 | 127 | 127 | 127 | 125 | 127 | 128 | 129 | 130 | 132 | 133 | 133 | 134 | 134 | 134 | 134 | 135 | 137 | 138 | 139 | 140 | 143 | 145 | 145 | 148 | 148 | 147 | 148 | 148 | 148 | 148 | 148 | 150 | 151 | 162 | 163 | 162 | 163 | 165 | 168 | 165 | 164 | 164 | 165 | 169 | 0 | 0 | 0 | 0 | 0 | 0 | 0 | 0 | 0 | 0 | 0 | 0 | 0 | 0 | 0 | 0 | 0 | 0 | 0 | 0 | 0 | 0 | 0 | 0 | 0 | 0 | 0 | 0 | 0 | 0 | 0 | 0 | 0 | 0 | 0 | 0 | 0 | 0 | 0 | 0 | 0 | 0 | 0 | 0 | 0 | 0 | 0 | 0 | 0 | 0 | 0 | 0 | 0 | 0 | 0 | 0 | 0 | 0 | 0 | 0 | 0 | 0 | 0 | 0 | 0 | 0 | 0 | 0 | 0 | 0 | 0 | 0 | 0 | 0 | 0 | 0 | 0 | 0 | 0 | 0 | 0 | 0 | 0 | 0 | 0 | 0 | 0 | 0 | 0 | 0 | 0 | 0 | 0 | 0 | 0 | 0 | 0 | 0 | 0 | 0 | 0 | 0 | 0 | 0 | 0 | 0 | 0 | 0 | 0 | 0 | 0 | 0 | 0 | 0 | 0 | 0 | 0 | 0 | 0 | 0 | 0 | 0 | 0 | 0 | 0 | 0 | 0 | 0 | 0 | 0 | 0 | 0 | 0 | 0 | 0 | 0 | 0 | 0 | 0 | 0
[111 empty] | 0 | 0 | 0 | 0 | 0 | 0 | 0 | 0
| Material Handling System | [109 empty] | 0 | 0 | 0 | 0 | 0 | 0 | 0 | 0
| Steel | RBI Index 39 | Index No. | 0.35417 | 137 | 135.7 | 135.8 | 135.9 | 135.9 | 135.9 | 135.9 | 137.5 | 137.5 | 137.5 | 137.5 | 137.5 | 137.6 | 137.6 | 137.6 | 138.7 | 144.5 | 144.5 | 144.5 | 144.6 | 144.6 | 150.2 | 150.2 | 150.2 | 150.2 | 163.4 | 163.5 | 166.1 | 166.1 | 186.4 | 187.9 | 188.9 | 188.9 | 198.6 | 200.3 | 200.3 | 200.3 | 235.1 | 235.1 | 240.7 | 241.6 | 237.2 | 237.3 | 237.5 | 237.5 | 239.8 | 239.4 | 244.8 | 257.8 | 258.3 | 257.6 | 254.7 | 257.3 | 257.3 | 257.3 | 257.3 | 257.3 | 226.5 | 226.5 | 226.5 | 243.7 | 243.8 | 243.6 | 251.5 | 253.8 | 259.1 | 259.5 | 259.4 | 259.4 | 260 | 260.4 | 261.9 | 266.7 | 267.9 | 268.1 | 268.8 | 267.5 | 276.7 | 277.6 | 278.4 | 279.2 | 279.9 | 281.7 | 337.7 | 359 | 353.3 | 357.7 | 357.7 | 357.7 | 360.4 | 355.1 | 329.2 | 321.3 | 303.1 | 286.6 | 288.4 | 285.8 | 286.3 | 286.4 | 286.5 | 293.9 | 290 | 291.4 | 291.3 | 290.8 | 292.9 | 294.8 | 300.6 | 327.4 | 343.5 | 343.8 | 0 | 0 | 0 | 0 | 0 | 0 | 0 | 0 | 0 | 0 | 0 | 0 | 0 | 0 | 0 | 0 | 0 | 0 | 0 | 0 | 0 | 0 | 0 | 0 | 0 | 0 | 0 | 0 | 0 | 0 | 0 | 0 | 0 | 0 | 0 | 0 | 0 | 0 | 0 | 0 | 0 | 0 | 0 | 0 | 0 | 0 | 0 | 0 | 0 | 0 | 0 | 0 | 0 | 0 | 0 | 0 | 0 | 0 | 0 | 0 | 0 | 0 | 0 | 0 | 0 | 0 | 0 | 0 | 0 | 0 | 0 | 0 | 0 | 0 | 0 | 0 | 0 | 0 | 0 | 0 | 0 | 0 | 0 | 0 | 0 | 0 | 0 | 0 | 0 | 0 | 0 | 0 | 0 | 0 | 0 | 0 | 0 | 0 | 0 | 0 | 0 | 0 | 0 | 0 | 0 | 0 | 0 | 0 | 0 | 0 | 0 | 0 | 0 | 0 | 0 | 0 | 0 | 0 | 0 | 0 | 0 | 0 | 0 | 0 | 0 | 0 | 0 | 0 | 0 | 0 | 0 | 0 | 0 | 0 | 0 | 0 | 0 | 0 | 0 | 0
| Cement | RBI Index 39 | Index No. | 0.35417 | 153 | 151.8 | 150.3 | 151.8 | 150.1 | 150.1 | 150.1 | 148.6 | 148.6 | 148.6 | 145.7 | 145.5 | 145.1 | 145.3 | 142.4 | 144 | 144.1 | 141.6 | 143.8 | 147.1 | 147.1 | 148 | 148 | 147.1 | 148.2 | 147.3 | 145.9 | 145.8 | 145.8 | 142.7 | 144.9 | 148.2 | 150.2 | 152.6 | 152.6 | 152.6 | 152.6 | 152.9 | 152.9 | 151.4 | 150.6 | 150.8 | 150 | 147.4 | 147.4 | 149.2 | 161.3 | 163.8 | 164.3 | 163.8 | 163.4 | 162.2 | 162.2 | 162.2 | 162.2 | 162.2 | 162.2 | 181.8 | 181.8 | 181.8 | 191.2 | 193.5 | 193.6 | 194.5 | 195 | 195 | 196.7 | 198.8 | 198.6 | 198.4 | 200.5 | 210.7 | 211.6 | 211.6 | 213.3 | 215.1 | 215.6 | 219.8 | 220 | 219.7 | 219.7 | 221.1 | 220.9 | 221 | 221.4 | 222.4 | 221.7 | 221.7 | 221.7 | 225.3 | 225.2 | 225.2 | 222.5 | 221.4 | 223.6 | 225.4 | 227.9 | 228.1 | 230 | 230.8 | 229.6 | 227.5 | 225.8 | 225.8 | 219.3 | 207.5 | 212.4 | 223.3 | 228.1 | 226.4 | 216.6 | 0 | 0 | 0 | 0 | 0 | 0 | 0 | 0 | 0 | 0 | 0 | 0 | 0 | 0 | 0 | 0 | 0 | 0 | 0 | 0 | 0 | 0 | 0 | 0 | 0 | 0 | 0 | 0 | 0 | 0 | 0 | 0 | 0 | 0 | 0 | 0 | 0 | 0 | 0 | 0 | 0 | 0 | 0 | 0 | 0 | 0 | 0 | 0 | 0 | 0 | 0 | 0 | 0 | 0 | 0 | 0 | 0 | 0 | 0 | 0 | 0 | 0 | 0 | 0 | 0 | 0 | 0 | 0 | 0 | 0 | 0 | 0 | 0 | 0 | 0 | 0 | 0 | 0 | 0 | 0 | 0 | 0 | 0 | 0 | 0 | 0 | 0 | 0 | 0 | 0 | 0 | 0 | 0 | 0 | 0 | 0 | 0 | 0 | 0 | 0 | 0 | 0 | 0 | 0 | 0 | 0 | 0 | 0 | 0 | 0 | 0 | 0 | 0 | 0 | 0 | 0 | 0 | 0 | 0 | 0 | 0 | 0 | 0 | 0 | 0 | 0 | 0 | 0 | 0 | 0 | 0 | 0 | 0 | 0 | 0 | 0 | 0 | 0 | 0 | 0
| Labour | RBI Index 39 | Index No. | 0.14167 | 104.4221 | 106.0684 | 107.4795 | 108.8906 | 109.5962 | 109.361 | 109.361 | 109.361 | 109.8314 | 109.8314 | 109.5962 | 110.0666 | 110.3017 | 111.0073 | 0 | 113.124 | 113.8295 | 114.0647 | 114.5351 | 115.0054 | 115.0054 | 113.5943 | 113.8295 | 114.5351 | 115.9462 | 116.1814 | 116.1814 | 116.1814 | 116.1814 | 118.298 | 118.5332 | 118.0628 | 118.5332 | 118.5332 | 118.5332 | 118.5332 | 118.5332 | 125.52 | 125.52 | 125.52 | 125.52 | 125.52 | 126.24 | 126 | 125.04 | 126.24 | 126.24 | 126.48 | 126.48 | 126.48 | 126.96 | 129.12 | 129.6 | 130.08 | 131.52 | 132.72 | 132 | 132 | 132 | 132 | 127 | 127 | 127 | 127 | 127 | 127 | 127 | 127 | 127 | 127 | 125 | 127 | 128 | 129 | 130 | 132 | 133 | 133 | 134 | 134 | 134 | 134 | 135 | 137 | 138 | 139 | 140 | 143 | 145 | 145 | 148 | 148 | 147 | 148 | 148 | 148 | 148 | 148 | 150 | 151 | 162 | 163 | 162 | 163 | 165 | 168 | 165 | 164 | 164 | 165 | 169 | 0 | 0 | 0 | 0 | 0 | 0 | 0 | 0 | 0 | 0 | 0 | 0 | 0 | 0 | 0 | 0 | 0 | 0 | 0 | 0 | 0 | 0 | 0 | 0 | 0 | 0 | 0 | 0 | 0 | 0 | 0 | 0 | 0 | 0 | 0 | 0 | 0 | 0 | 0 | 0 | 0 | 0 | 0 | 0 | 0 | 0 | 0 | 0 | 0 | 0 | 0 | 0 | 0 | 0 | 0 | 0 | 0 | 0 | 0 | 0 | 0 | 0 | 0 | 0 | 0 | 0 | 0 | 0 | 0 | 0 | 0 | 0 | 0 | 0 | 0 | 0 | 0 | 0 | 0 | 0 | 0 | 0 | 0 | 0 | 0 | 0 | 0 | 0 | 0 | 0 | 0 | 0 | 0 | 0 | 0 | 0 | 0 | 0 | 0 | 0 | 0 | 0 | 0 | 0 | 0 | 0 | 0 | 0 | 0 | 0 | 0 | 0 | 0 | 0 | 0 | 0 | 0 | 0 | 0 | 0 | 0 | 0 | 0 | 0 | 0 | 0 | 0 | 0 | 0 | 0 | 0 | 0 | 0 | 0 | 0 | 0 | 0 | 0 | 0 | 0
C&I Package
| Escalation | RBI Index 39 | Index No. | 0.1
Civil Works
| Steel | RBI Index 39 | Index No. | 0.35417 | 137 | 135.7 | 135.8 | 135.9 | 135.9 | 135.9 | 135.9 | 137.5 | 137.5 | 137.5 | 137.5 | 137.5 | 137.6 | 137.6 | 137.6 | 138.7 | 144.5 | 144.5 | 144.5 | 144.6 | 144.6 | 150.2 | 150.2 | 150.2 | 150.2 | 163.4 | 163.5 | 166.1 | 166.1 | 186.4 | 187.9 | 188.9 | 188.9 | 198.6 | 200.3 | 200.3 | 200.3 | 235.1 | 235.1 | 240.7 | 241.6 | 237.2 | 237.3 | 237.5 | 237.5 | 239.8 | 239.4 | 244.8 | 257.8 | 258.3 | 257.6 | 254.7 | 257.3 | 257.3 | 257.3 | 257.3 | 257.3 | 226.5 | 226.5 | 226.5 | 243.7 | 243.8 | 243.6 | 251.5 | 253.8 | 259.1 | 259.5 | 259.4 | 259.4 | 260 | 260.4 | 261.9 | 266.7 | 267.9 | 268.1 | 268.8 | 267.5 | 276.7 | 277.6 | 278.4 | 279.2 | 279.9 | 281.7 | 337.7 | 359 | 353.3 | 357.7 | 357.7 | 357.7 | 360.4 | 355.1 | 329.2 | 321.3 | 303.1 | 286.6 | 288.4 | 285.8 | 286.3 | 286.4 | 286.5 | 293.9 | 290 | 291.4 | 291.3 | 290.8 | 292.9 | 294.8 | 300.6 | 327.4 | 343.5 | 343.8 | 0 | 0 | 0 | 0 | 0 | 0 | 0 | 0 | 0 | 0 | 0 | 0 | 0 | 0 | 0 | 0 | 0 | 0 | 0 | 0 | 0 | 0 | 0 | 0 | 0 | 0 | 0 | 0 | 0 | 0 | 0 | 0 | 0 | 0 | 0 | 0 | 0 | 0 | 0 | 0 | 0 | 0 | 0 | 0 | 0 | 0 | 0 | 0 | 0 | 0 | 0 | 0 | 0 | 0 | 0 | 0 | 0 | 0 | 0 | 0 | 0 | 0 | 0 | 0 | 0 | 0 | 0 | 0 | 0 | 0 | 0 | 0 | 0 | 0 | 0 | 0 | 0 | 0 | 0 | 0 | 0 | 0 | 0 | 0 | 0 | 0 | 0 | 0 | 0 | 0 | 0 | 0 | 0 | 0 | 0 | 0 | 0 | 0 | 0 | 0 | 0 | 0 | 0 | 0 | 0 | 0 | 0 | 0 | 0 | 0 | 0 | 0 | 0 | 0 | 0 | 0 | 0 | 0 | 0 | 0 | 0 | 0 | 0 | 0 | 0 | 0 | 0 | 0 | 0 | 0 | 0 | 0 | 0 | 0 | 0 | 0 | 0 | 0 | 0 | 0
| Cement | RBI Index 39 |  | 0.35417 | 153 | 151.8 | 150.3 | 151.8 | 150.1 | 150.1 | 150.1 | 148.6 | 148.6 | 148.6 | 145.7 | 145.5 | 145.1 | 145.3 | 142.4 | 144 | 144.1 | 141.6 | 143.8 | 147.1 | 147.1 | 148 | 148 | 147.1 | 148.2 | 147.3 | 145.9 | 145.8 | 145.8 | 142.7 | 144.9 | 148.2 | 150.2 | 152.6 | 152.6 | 152.6 | 152.6 | 152.9 | 152.9 | 151.4 | 150.6 | 150.8 | 150 | 147.4 | 147.4 | 149.2 | 161.3 | 163.8 | 164.3 | 163.8 | 163.4 | 162.2 | 162.2 | 162.2 | 162.2 | 162.2 | 162.2 | 181.8 | 181.8 | 181.8 | 191.2 | 193.5 | 193.6 | 194.5 | 195 | 195 | 196.7 | 198.8 | 198.6 | 198.4 | 200.5 | 210.7 | 211.6 | 211.6 | 213.3 | 215.1 | 215.6 | 219.8 | 220 | 219.7 | 219.7 | 221.1 | 220.9 | 221 | 221.4 | 222.4 | 221.7 | 221.7 | 221.7 | 225.3 | 225.2 | 225.2 | 222.5 | 221.4 | 223.6 | 225.4 | 227.9 | 228.1 | 230 | 230.8 | 229.6 | 227.5 | 225.8 | 225.8 | 219.3 | 207.5 | 212.4 | 223.3 | 228.1 | 226.4 | 216.6 | 0 | 0 | 0 | 0 | 0 | 0 | 0 | 0 | 0 | 0 | 0 | 0 | 0 | 0 | 0 | 0 | 0 | 0 | 0 | 0 | 0 | 0 | 0 | 0 | 0 | 0 | 0 | 0 | 0 | 0 | 0 | 0 | 0 | 0 | 0 | 0 | 0 | 0 | 0 | 0 | 0 | 0 | 0 | 0 | 0 | 0 | 0 | 0 | 0 | 0 | 0 | 0 | 0 | 0 | 0 | 0 | 0 | 0 | 0 | 0 | 0 | 0 | 0 | 0 | 0 | 0 | 0 | 0 | 0 | 0 | 0 | 0 | 0 | 0 | 0 | 0 | 0 | 0 | 0 | 0 | 0 | 0 | 0 | 0 | 0 | 0 | 0 | 0 | 0 | 0 | 0 | 0 | 0 | 0 | 0 | 0 | 0 | 0 | 0 | 0 | 0 | 0 | 0 | 0 | 0 | 0 | 0 | 0 | 0 | 0 | 0 | 0 | 0 | 0 | 0 | 0 | 0 | 0 | 0 | 0 | 0 | 0 | 0 | 0 | 0 | 0 | 0 | 0 | 0 | 0 | 0 | 0 | 0 | 0 | 0 | 0 | 0 | 0 | 0 | 0
| Labour | RBI Index 39 |  | 0.14167 | 104.4221 | 106.0684 | 107.4795 | 108.8906 | 109.5962 | 109.361 | 109.361 | 109.361 | 109.8314 | 109.8314 | 109.5962 | 110.0666 | 110.3017 | 111.0073 | 0 | 113.124 | 113.8295 | 114.0647 | 114.5351 | 115.0054 | 115.0054 | 113.5943 | 113.8295 | 114.5351 | 115.9462 | 116.1814 | 116.1814 | 116.1814 | 116.1814 | 118.298 | 118.5332 | 118.0628 | 118.5332 | 118.5332 | 118.5332 | 118.5332 | 118.5332 | 125.52 | 125.52 | 125.52 | 125.52 | 125.52 | 126.24 | 126 | 125.04 | 126.24 | 126.24 | 126.48 | 126.48 | 126.48 | 126.96 | 129.12 | 129.6 | 130.08 | 131.52 | 132.72 | 132 | 132 | 132 | 132 | 127 | 127 | 127 | 127 | 127 | 127 | 127 | 127 | 127 | 127 | 125 | 127 | 128 | 129 | 130 | 132 | 133 | 133 | 134 | 134 | 134 | 134 | 135 | 137 | 138 | 139 | 140 | 143 | 145 | 145 | 148 | 148 | 147 | 148 | 148 | 148 | 148 | 148 | 150 | 151 | 162 | 163 | 162 | 163 | 165 | 168 | 165 | 164 | 164 | 165 | 169 | 0 | 0 | 0 | 0 | 0 | 0 | 0 | 0 | 0 | 0 | 0 | 0 | 0 | 0 | 0 | 0 | 0 | 0 | 0 | 0 | 0 | 0 | 0 | 0 | 0 | 0 | 0 | 0 | 0 | 0 | 0 | 0 | 0 | 0 | 0 | 0 | 0 | 0 | 0 | 0 | 0 | 0 | 0 | 0 | 0 | 0 | 0 | 0 | 0 | 0 | 0 | 0 | 0 | 0 | 0 | 0 | 0 | 0 | 0 | 0 | 0 | 0 | 0 | 0 | 0 | 0 | 0 | 0 | 0 | 0 | 0 | 0 | 0 | 0 | 0 | 0 | 0 | 0 | 0 | 0 | 0 | 0 | 0 | 0 | 0 | 0 | 0 | 0 | 0 | 0 | 0 | 0 | 0 | 0 | 0 | 0 | 0 | 0 | 0 | 0 | 0 | 0 | 0 | 0 | 0 | 0 | 0 | 0 | 0 | 0 | 0 | 0 | 0 | 0 | 0 | 0 | 0 | 0 | 0 | 0 | 0 | 0 | 0 | 0 | 0 | 0 | 0 | 0 | 0 | 0 | 0 | 0 | 0 | 0 | 0 | 0 | 0 | 0 | 0 | 0
Intial Spares
| Escalation | RBI Index 39 | Index No. | 0.1
Railway Siding
| Steel | RBI Index 39 | Index No. | 0.35417 | 137 | 135.7 | 135.8 | 135.9 | 135.9 | 135.9 | 135.9 | 137.5 | 137.5 | 137.5 | 137.5 | 137.5 | 137.6 | 137.6 | 137.6 | 138.7 | 144.5 | 144.5 | 144.5 | 144.6 | 144.6 | 150.2 | 150.2 | 150.2 | 150.2 | 163.4 | 163.5 | 166.1 | 166.1 | 186.4 | 187.9 | 188.9 | 188.9 | 198.6 | 200.3 | 200.3 | 200.3 | 235.1 | 235.1 | 240.7 | 241.6 | 237.2 | 237.3 | 237.5 | 237.5 | 239.8 | 239.4 | 244.8 | 257.8 | 258.3 | 257.6 | 254.7 | 257.3 | 257.3 | 257.3 | 257.3 | 257.3 | 226.5 | 226.5 | 226.5 | 243.7 | 243.8 | 243.6 | 251.5 | 253.8 | 259.1 | 259.5 | 259.4 | 259.4 | 260 | 260.4 | 261.9 | 266.7 | 267.9 | 268.1 | 268.8 | 267.5 | 276.7 | 277.6 | 278.4 | 279.2 | 279.9 | 281.7 | 337.7 | 359 | 353.3 | 357.7 | 357.7 | 357.7 | 360.4 | 355.1 | 329.2 | 321.3 | 303.1 | 286.6 | 288.4 | 285.8 | 286.3 | 286.4 | 286.5 | 293.9 | 290 | 291.4 | 291.3 | 290.8 | 292.9 | 294.8 | 300.6 | 327.4 | 343 | 343.8 | 0 | 0 | 0
| Cement | RBI Index 39 | Index No. | 0.35417 | 153 | 151.8 | 150.3 | 151.8 | 150.1 | 150.1 | 150.1 | 148.6 | 148.6 | 148.6 | 145.7 | 145.5 | 145.1 | 145.3 | 142.4 | 144 | 144.1 | 141.6 | 143.8 | 147.1 | 147.1 | 148 | 148 | 147.1 | 148.2 | 147.3 | 145.9 | 145.8 | 145.8 | 142.7 | 144.9 | 148.2 | 150.2 | 152.6 | 152.6 | 152.6 | 152.6 | 152.9 | 152.9 | 151.4 | 150.6 | 150.8 | 150 | 147.4 | 147.4 | 149.2 | 161.3 | 163.8 | 164.3 | 163.8 | 163.4 | 162.2 | 162.2 | 162.2 | 162.2 | 162.2 | 162.2 | 181.8 | 181.8 | 181.8 | 191.2 | 193.5 | 193.6 | 194.5 | 195 | 195 | 196.7 | 198.8 | 198.6 | 198.4 | 200.5 | 210.7 | 211.6 | 211.6 | 213.3 | 215.1 | 215.6 | 219.8 | 220 | 219.7 | 219.7 | 221.1 | 220.9 | 221 | 221.4 | 222.4 | 221.7 | 221.7 | 221.7 | 225.3 | 225.2 | 225.2 | 222.5 | 221.4 | 223.6 | 225.4 | 227.9 | 228.1 | 230 | 230.8 | 229.6 | 227.5 | 225.8 | 225.8 | 219.3 | 207.5 | 212.4 | 223.3 | 228.1 | 226.4 | 216.6 | 0 | 0 | 0
| Labour | RBI Index 39 | Index No. | 0.14167 | 104.4221 | 106.0684 | 107.4795 | 108.8906 | 109.5962 | 109.361 | 109.361 | 109.361 | 109.8314 | 109.8314 | 109.5962 | 110.0666 | 110.3017 | 111.0073 | 0 | 113.124 | 113.8295 | 114.0647 | 114.5351 | 115.0054 | 115.0054 | 113.5943 | 113.8295 | 114.5351 | 115.9462 | 116.1814 | 116.1814 | 116.1814 | 116.1814 | 118.298 | 118.5332 | 118.0628 | 118.5332 | 118.5332 | 118.5332 | 118.5332 | 118.5332 | 125.52 | 125.52 | 125.52 | 125.52 | 125.52 | 126.24 | 126 | 125.04 | 126.24 | 126.24 | 126.48 | 126.48 | 126.48 | 126.96 | 129.12 | 129.6 | 130.08 | 131.52 | 132.72 | 132 | 132 | 132 | 132 | 127 | 127 | 127 | 127 | 127 | 127 | 127 | 127 | 127 | 127 | 125 | 127 | 128 | 129 | 130 | 132 | 133 | 133 | 134 | 134 | 134 | 134 | 135 | 137 | 138 | 139 | 140 | 143 | 145 | 145 | 148 | 148 | 147 | 148 | 148 | 148 | 148 | 148 | 150 | 151 | 162 | 163 | 162 | 163 | 165 | 168 | 165 | 164 | 164 | 165 | 169 | 0 | 0 | 0 | 0 | 0 | 0 | 0 | 0 | 0 | 0 | 0 | 0 | 0 | 0 | 0 | 0 | 0 | 0 | 0 | 0 | 0 | 0 | 0 | 0 | 0 | 0 | 0 | 0 | 0 | 0 | 0 | 0 | 0 | 0 | 0 | 0 | 0 | 0 | 0 | 0 | 0 | 0 | 0 | 0 | 0 | 0 | 0 | 0 | 0 | 0 | 0 | 0 | 0 | 0 | 0 | 0 | 0 | 0 | 0 | 0 | 0 | 0 | 0 | 0 | 0 | 0 | 0 | 0 | 0 | 0 | 0 | 0 | 0 | 0 | 0 | 0 | 0 | 0 | 0 | 0 | 0 | 0 | 0 | 0 | 0 | 0 | 0 | 0 | 0 | 0 | 0 | 0 | 0 | 0 | 0 | 0 | 0 | 0 | 0 | 0 | 0 | 0 | 0 | 0 | 0 | 0 | 0 | 0 | 0 | 0 | 0 | 0 | 0 | 0 | 0 | 0 | 0 | 0 | 0 | 0 | 0 | 0 | 0 | 0 | 0 | 0 | 0 | 0 | 0 | 0 | 0 | 0 | 0 | 0 | 0 | 0 | 0 | 0 | 0 | 0
[62 empty] | 0 | 0 | [47 empty] | 0 | 0 | 0 | 0 | 0 | 0 | 0 | 0
| Township and Colony | [60 empty] | 0 | 0 | [47 empty] | 0 | 0 | 0 | 0 | 0 | 0 | 0 | 0
| Steel | RBI Index 39 | Index No. | 0.35417 | 137 | 135.7 | 135.8 | 135.9 | 135.9 | 135.9 | 135.9 | 137.5 | 137.5 | 137.5 | 137.5 | 137.5 | 137.6 | 137.6 | 137.6 | 138.7 | 144.5 | 144.5 | 144.5 | 144.6 | 144.6 | 150.2 | 150.2 | 150.2 | 150.2 | 163.4 | 163.5 | 166.1 | 166.1 | 186.4 | 187.9 | 188.9 | 188.9 | 198.6 | 200.3 | 200.3 | 200.3 | 235.1 | 235.1 | 240.7 | 241.6 | 237.2 | 237.3 | 237.5 | 237.5 | 239.8 | 239.4 | 244.8 | 257.8 | 258.3 | 257.6 | 254.7 | 257.3 | 257.3 | 257.3 | 257.3 | 257.3 | 226.5 | 226.5 | 226.5 | 243.7 | 243.8 | 243.6 | 251.5 | 253.8 | 259.1 | 259.5 | 259.4 | 259.4 | 260 | 260.4 | 261.9 | 266.7 | 267.9 | 268.1 | 268.8 | 267.5 | 276.7 | 277.6 | 278.4 | 279.2 | 279.9 | 281.7 | 337.7 | 359 | 353.3 | 357.7 | 357.7 | 357.7 | 360.4 | 355.1 | 329.2 | 321.3 | 303.1 | 286.6 | 288.4 | 285.8 | 286.3 | 286.4 | 286.5 | 293.9 | 290 | 291.4 | 291.3 | 290.8 | 292.9 | 294.8 | 300.6 | 327.4 | 343 | 343.8 | 0 | 0 | 0
| Cement | RBI Index 39 | Index No. | 0.35417 | 153 | 151.8 | 150.3 | 151.8 | 150.1 | 150.1 | 150.1 | 148.6 | 148.6 | 148.6 | 145.7 | 145.5 | 145.1 | 145.3 | 142.4 | 144 | 144.1 | 141.6 | 143.8 | 147.1 | 147.1 | 148 | 148 | 147.1 | 148.2 | 147.3 | 145.9 | 145.8 | 145.8 | 142.7 | 144.9 | 148.2 | 150.2 | 152.6 | 152.6 | 152.6 | 152.6 | 152.9 | 152.9 | 151.4 | 150.6 | 150.8 | 150 | 147.4 | 147.4 | 149.2 | 161.3 | 163.8 | 164.3 | 163.8 | 163.4 | 162.2 | 162.2 | 162.2 | 162.2 | 162.2 | 162.2 | 181.8 | 181.8 | 181.8 | 191.2 | 193.5 | 193.6 | 194.5 | 195 | 195 | 196.7 | 198.8 | 198.6 | 198.4 | 200.5 | 210.7 | 211.6 | 211.6 | 213.3 | 215.1 | 215.6 | 219.8 | 220 | 219.7 | 219.7 | 221.1 | 220.9 | 221 | 221.4 | 222.4 | 221.7 | 221.7 | 221.7 | 225.3 | 225.2 | 225.2 | 222.5 | 221.4 | 223.6 | 225.4 | 227.9 | 228.1 | 230 | 230.8 | 229.6 | 227.5 | 225.8 | 225.8 | 219.3 | 207.5 | 212.4 | 223.3 | 228.1 | 226.4 | 216.6 | 0 | 0 | 0
| Labour | RBI Index 39 | Index No. | 0.14167 | 104.4221 | 106.0684 | 107.4795 | 108.8906 | 109.5962 | 109.361 | 109.361 | 109.361 | 109.8314 | 109.8314 | 109.5962 | 110.0666 | 110.3017 | 111.0073 | 0 | 113.124 | 113.8295 | 114.0647 | 114.5351 | 115.0054 | 115.0054 | 113.5943 | 113.8295 | 114.5351 | 115.9462 | 116.1814 | 116.1814 | 116.1814 | 116.1814 | 118.298 | 118.5332 | 118.0628 | 118.5332 | 118.5332 | 118.5332 | 118.5332 | 118.5332 | 125.52 | 125.52 | 125.52 | 125.52 | 125.52 | 126.24 | 126 | 125.04 | 126.24 | 126.24 | 126.48 | 126.48 | 126.48 | 126.96 | 129.12 | 129.6 | 130.08 | 131.52 | 132.72 | 132 | 132 | 132 | 132 | 127 | 127 | 127 | 127 | 127 | 127 | 127 | 127 | 127 | 127 | 125 | 127 | 128 | 129 | 130 | 132 | 133 | 133 | 134 | 134 | 134 | 134 | 135 | 137 | 138 | 139 | 140 | 143 | 145 | 145 | 148 | 148 | 147 | 148 | 148 | 148 | 148 | 148 | 150 | 151 | 162 | 163 | 162 | 163 | 165 | 168 | 165 | 164 | 164 | 165 | 169 | 0 | 0 | 0 | 0 | 0 | 0 | 0 | 0 | 0 | 0 | 0 | 0 | 0 | 0 | 0 | 0 | 0 | 0 | 0 | 0 | 0 | 0 | 0 | 0 | 0 | 0 | 0 | 0 | 0 | 0 | 0 | 0 | 0 | 0 | 0 | 0 | 0 | 0 | 0 | 0 | 0 | 0 | 0 | 0 | 0 | 0 | 0 | 0 | 0 | 0 | 0 | 0 | 0 | 0 | 0 | 0 | 0 | 0 | 0 | 0 | 0 | 0 | 0 | 0 | 0 | 0 | 0 | 0 | 0 | 0 | 0 | 0 | 0 | 0 | 0 | 0 | 0 | 0 | 0 | 0 | 0 | 0 | 0 | 0 | 0 | 0 | 0 | 0 | 0 | 0 | 0 | 0 | 0 | 0 | 0 | 0 | 0 | 0 | 0 | 0 | 0 | 0 | 0 | 0 | 0 | 0 | 0 | 0 | 0 | 0 | 0 | 0 | 0 | 0 | 0 | 0 | 0 | 0 | 0 | 0 | 0 | 0 | 0 | 0 | 0 | 0 | 0 | 0 | 0 | 0 | 0 | 0 | 0 | 0 | 0 | 0 | 0 | 0 | 0 | 0
Switchyard
| Copper | IEEMA | INR/MT | 0.25 | 117662 | 117662 | 117662 | 117662 | 117662 | 117662 | 117662 | 117662 | 117662 | 117662 | 117662 | 117662 | 117662 | 117662 | 117662 | 117662 | 117662 | 117662 | 117662 | 117662 | 117662 | 105116 | 105116 | 105116 | 105116 | 105116 | 105116 | 105116 | 105116 | 105116 | 105116 | 105116 | 105116 | 151962 | 151962 | 151962 | 151962 | 151962 | 151962 | 151962 | 151962 | 156101 | 156101 | 162132 | 0 | 0 | 0 | 155105 | 0 | 155105 | 155105 | 150346 | 169400 | 183947 | 183947 | 183947 | 183947 | 234065 | 234065 | 321694 | 321694 | 321694 | 321694 | 321694 | 321694 | 0 | 321694 | 321694 | 321137 | 327855 | 327855 | 327855 | 151962 | 151962 | 151962 | 343064 | 310398 | 310398 | 350128 | 350128 | 271169 | 271169 | 384365 | 384365 | 374680 | 374680 | 374680 | 374680 | 374680 | 374680 | 374680 | 166808 | 166808 | 166808 | 175396 | 207578 | 232254 | 240138 | 258090 | 258059 | 271982 | 314505 | 308032 | 319423 | 326293 | 343582 | 353062 | 376792 | 381793 | 349543 | 342645 | 0 | 0 | 0
| Electrical Lamination Steel | IEEMA | INR/MT | 0.28 | 125048 | 125048 | 125048 | 125048 | 125048 | 125048 | 125048 | 125048 | 125048 | 125048 | 125048 | 125048 | 125048 | 125048 | 125048 | 125048 | 125048 | 125048 | 125048 | 125048 | 125048 | 82245 | 82245 | 82245 | 82245 | 82245 | 82245 | 82245 | 82245 | 82245 | [7 empty] | 0 | 95664 | 95664 | 95664 | 101482 | 84681 | 86634 | 0 | 0 | 0 | 186476 | 0 | 186476 | 186476 | 96618 | 188786 | 212825 | 212825 | 212825 | 212825 | 200074 | 200074 | 221331 | 221331 | 221331 | 221331 | 221331 | 221331 | 0 | 221331 | 221331 | 209701 | 209701 | 209701 | 209701 | 82864 | 82864 | 82864 | 219073 | 198404 | 198404 | 215120 | 215120 | 219759 | 219759 | 231172 | 231172 | 231172 | 231172 | 231172 | 231172 | 231172 | 231172 | 231172 | 226040 | 226040 | 226040 | 213066 | 214251 | 204758 | 202337 | 184752 | 187491 | 182536 | 170393 | 164804 | 162203 | 157341 | 152995 | 186811 | 182977 | 177873 | 176618 | 162650 | 0 | 0 | 0
| Contructing Steel | IEEMA | Index No | 0.07 | 137.6 | 137.6 | 137.6 | 137.6 | 137.6 | 137.6 | 137.6 | 137.6 | 137.6 | 137.6 | 137.6 | 137.6 | 137.6 | 137.6 | 137.6 | 137.6 | 137.6 | 137.6 | 137.6 | 137.6 | 137.6 | 166.1 | 166.1 | 166.1 | 166.1 | 166.1 | 166.1 | 166.1 | 166.1 | 166.1 | [7 empty] | 0 | 242.9 | 242.9 | 242.9 | 237.2 | 237.2 | 237.2 | 0 | 0 | 0 | 258.8 | 0 | 258.8 | 258.8 | 239.8 | 256.3 | 259.7 | 259.7 | 259.7 | 259.7 | 257.9 | 257.9 | 243.3 | 243.3 | 243.3 | 243.3 | 243.3 | 243.3 | 0 | 243.3 | 243.3 | 276.7 | 276.7 | 276.7 | 276.7 | 242.9 | 242.9 | 242.9 | 268.3 | 276.7 | 276.7 | 217.22 | 217.22 | 280.1 | 280.1 | 280.6 | 280.6 | 357.1 | 357.1 | 357.1 | 357.1 | 357.1 | 357.1 | 357.1 | 330.6 | 330.6 | 330.6 | 322.7 | 319.1 | 286.1 | 289 | 286 | 286.2 | 286.7 | 286.4 | 296.4 | 288.1 | 291.4 | 291.3 | 290.8 | 293.4 | 300.6 | 300.6 | 300.6 | 0 | 0 | 0
| Insulating Material | IEEMA | INR/Kg | 0.03 | 185.45 | 185.45 | 185.45 | 185.45 | 185.45 | 185.45 | 185.45 | 185.45 | 185.45 | 185.45 | 185.45 | 185.45 | 185.45 | 185.45 | 185.45 | 185.45 | 185.45 | 185.45 | 185.45 | 185.45 | 185.45 | 185.45 | 185.45 | 185.45 | 185.45 | 185.45 | 185.45 | 185.45 | 185.45 | 185.45 | [7 empty] | 0 | 315.02 | 315.02 | 315.02 | 313.74 | 286.59 | 290.5 | 0 | 0 | 0 | 316.65 | 0 | 316.65 | 316.65 | 309.36 | 251.56 | 301.15 | 301.15 | 301.15 | 301.15 | 286.83 | 286.83 | 309.05 | 309.05 | 309.05 | 309.05 | 309.05 | 309.05 | 0 | 309.05 | 309.05 | 334.97 | 334.97 | 334.97 | 334.97 | 287.76 | 287.76 | 287.76 | 331.53 | 275.4 | 275.4 | 281.76 | 281.76 | 348.97 | 348.97 | 375.31 | 375.31 | 410.1 | 410.1 | 410.1 | 410.1 | 410.1 | 410.1 | 410.1 | 387.81 | 387.81 | 387.81 | 363.11 | 359.59 | 384.24 | 373.24 | 381.53 | 383.4 | 392.25 | 407.77 | 408.76 | 403.14 | 403.35 | 405.91 | 405 | 406 | 406 | 407 | 408 | 0 | 0 | 0
| Oil | IEEMA | INR/KL | 0.07 | 35513 | 35513 | 35513 | 35513 | 35513 | 35513 | 35513 | 35513 | 35513 | 35513 | 35513 | 35513 | 35513 | 35513 | 35513 | 35513 | 35513 | 35513 | 35513 | 35513 | 35513 | 21014 | 21014 | 21014 | 21014 | 21014 | 21014 | 21014 | 21014 | 21014 | [7 empty] | 0 | 27305 | 27305 | 27305 | 27070 | 27070 | 28387 | 0 | 0 | 0 | 27316 | 0 | 27316 | 27316 | 26266 | 26444 | 32498 | 32498 | 32498 | 32498 | 34017 | 34017 | 38018 | 38018 | 38018 | 38018 | 38018 | 38018 | 0 | 38018 | 38018 | 38779 | 36007 | 36007 | 36007 | 27305 | 27305 | 27305 | 35269 | 32484 | 32484 | 49950 | 49950 | 36319 | 36319 | 39304 | 39304 | 40182 | 40182 | 40182 | 40182 | 40182 | 40182 | 40182 | 52986 | 52986 | 52986 | 47221 | 32138 | 32681 | 28067 | 26595 | 27178 | 30436 | 36277 | 35798 | 34840 | 34435 | 34767 | 34325 | 39457 | 38823 | 39423 | 39423 | 0 | 0 | 0
| Labour | IEEMA | Index No | 0.15 | 104.4221 | 106.0684 | 107.4795 | 108.8906 | 109.5962 | 109.361 | 109.361 | 109.361 | 109.8314 | 109.8314 | 109.5962 | 110.0666 | 110.3017 | 111.0073 | 0 | 113.124 | 113.8295 | 114.0647 | 114.5351 | 115.0054 | 115.0054 | 113.5943 | 113.8295 | 114.5351 | 115.9462 | 116.1814 | 116.1814 | 116.1814 | 116.1814 | 118.298 | 118.5332 | 118.0628 | 118.5332 | 118.5332 | 118.5332 | 118.5332 | 118.5332 | 125.52 | 125.52 | 125.52 | 125.52 | 125.52 | 126.24 | 126 | 125.04 | 126.24 | 126.24 | 126.48 | 126.48 | 126.48 | 126.96 | 129.12 | 129.6 | 130.08 | 131.52 | 132.72 | 132 | 132 | 132 | 132 | 127 | 127 | 127 | 127 | 127 | 127 | 127 | 127 | 127 | 127 | 125 | 127 | 128 | 129 | 130 | 132 | 133 | 133 | 134 | 134 | 134 | 134 | 135 | 137 | 138 | 139 | 140 | 143 | 145 | 145 | 148 | 148 | 147 | 147 | 147 | 148 | 148 | 148 | 150.64 | 151 | 153 | 160 | 162 | 162 | 165 | 168 | 170 | 170 | 170 | 172 | 172 | 0 | 0 | 0 | 0 | 0 | 0 | 0 | 0 | 0 | 0 | 0 | 0 | 0 | 0 | 0 | 0 | 0 | 0 | 0 | 0 | 0 | 0 | 0 | 0 | 0 | 0 | 0 | 0 | 0 | 0 | 0 | 0 | 0 | 0 | 0 | 0 | 0 | 0 | 0 | 0 | 0 | 0 | 0 | 0 | 0 | 0 | 0 | 0 | 0 | 0 | 0 | 0 | 0 | 0 | 0 | 0 | 0 | 0 | 0 | 0 | 0 | 0 | 0 | 0 | 0 | 0 | 0 | 0 | 0 | 0 | 0 | 0 | 0 | 0 | 0 | 0 | 0 | 0 | 0 | 0 | 0 | 0 | 0 | 0 | 0 | 0 | 0 | 0 | 0 | 0 | 0 | 0 | 0 | 0 | 0 | 0 | 0 | 0 | 0 | 0 | 0 | 0 | 0 | 0 | 0 | 0 | 0 | 0 | 0 | 0 | 0 | 0 | 0 | 0 | 0 | 0 | 0 | 0 | 0 | 0 | 0 | 0 | 0 | 0 | 0 | 0 | 0 | 0 | 0 | 0 | 0 | 0 | 0 | 0 | 0 | 0 | 0 | 0 | 0 | 0
Transformer
| Copper | IEEMA | INR/MT | 0.25 | 117662 | 117662 | 117662 | 117662 | 117662 | 117662 | 117662 | 117662 | 117662 | 117662 | 117662 | 117662 | 117662 | 117662 | 117662 | 117662 | 117662 | 117662 | 117662 | 117662 | 117662 | 105116 | 105116 | 105116 | 105116 | 105116 | 105116 | 105116 | 105116 | 105116 | 105116 | 105116 | 105116 | 151962 | 151962 | 151962 | 151962 | 151962 | 151962 | 151962 | 151962 | 156101 | 156101 | 162132 | 0 | 0 | 0 | 155105 | 0 | 155105 | 155105 | 150346 | 169400 | 183947 | 183947 | 183947 | 183947 | 234065 | 234065 | 321694 | 321694 | 321694 | 321694 | 321694 | 321694 | 0 | 321694 | 321694 | 321137 | 327855 | 327855 | 327855 | 151962 | 151962 | 151962 | 343064 | 310398 | 310398 | 350128 | 350128 | 271169 | 271169 | 384365 | 384365 | 374680 | 374680 | 374680 | 374680 | 374680 | 374680 | 374680 | 166808 | 166808 | 166808 | 175396 | 207578 | 232254 | 240138 | 258090 | 258059 | 271982 | 314505 | 308032 | 319423 | 326293 | 343582 | 353062 | 376792 | 381793 | 349543 | 342645 | 0 | 0 | 0 | 0 | 0 | 0 | 0 | 0 | 0 | 0 | 0 | 0 | 0 | 0 | 0 | 0 | 0 | 0 | 0 | 0 | 0 | 0 | 0 | 0 | 0 | 0 | 0 | 0 | 0 | 0 | 0 | 0 | 0 | 0 | 0 | 0 | 0 | 0 | 0 | 0 | 0 | 0 | 0 | 0 | 0 | 0 | 0 | 0 | 0 | 0 | 0 | 0 | 0 | 0 | 0
| Electrical Lamination Steel | IEEMA | INR/MT | 0.28 | 125048 | 125048 | 125048 | 125048 | 125048 | 125048 | 125048 | 125048 | 125048 | 125048 | 125048 | 125048 | 125048 | 125048 | 125048 | 125048 | 125048 | 125048 | 125048 | 125048 | 125048 | 82245 | 82245 | 82245 | 82245 | 82245 | 82245 | 82245 | 82245 | 82245 | 0 | 0 | 0 | 0 | 0 | 0 | 0 | 0 | 95664 | 95664 | 95664 | 101482 | 84681 | 86634 | 0 | 0 | 0 | 186476 | 0 | 186476 | 186476 | 96618 | 188786 | 212825 | 212825 | 212825 | 212825 | 200074 | 200074 | 221331 | 221331 | 221331 | 221331 | 221331 | 221331 | 0 | 221331 | 221331 | 209701 | 209701 | 209701 | 209701 | 82864 | 82864 | 82864 | 219073 | 198404 | 198404 | 215120 | 215120 | 219759 | 219759 | 231172 | 231172 | 231172 | 231172 | 231172 | 231172 | 231172 | 231172 | 231172 | 226040 | 226040 | 226040 | 213066 | 214251 | 204758 | 202337 | 184752 | 187491 | 182536 | 170393 | 164804 | 162203 | 157341 | 152995 | 186811 | 182977 | 177873 | 176618 | 162650 | 0 | 0 | 0 | 0 | 0 | 0 | 0 | 0 | 0 | 0 | 0 | 0 | 0 | 0 | 0 | 0 | 0 | 0 | 0 | 0 | 0 | 0 | 0 | 0 | 0 | 0 | 0 | 0 | 0 | 0 | 0 | 0 | 0 | 0 | 0 | 0 | 0 | 0 | 0 | 0 | 0 | 0 | 0 | 0 | 0 | 0 | 0 | 0 | 0 | 0 | 0 | 0 | 0 | 0 | 0
| Contructing Steel | IEEMA | Index No | 0.07 | 137.6 | 137.6 | 137.6 | 137.6 | 137.6 | 137.6 | 137.6 | 137.6 | 137.6 | 137.6 | 137.6 | 137.6 | 137.6 | 137.6 | 137.6 | 137.6 | 137.6 | 137.6 | 137.6 | 137.6 | 137.6 | 166.1 | 166.1 | 166.1 | 166.1 | 166.1 | 166.1 | 166.1 | 166.1 | 166.1 | 0 | 0 | 0 | 0 | 0 | 0 | 0 | 0 | 242.9 | 242.9 | 242.9 | 237.2 | 237.2 | 237.2 | 0 | 0 | 0 | 258.8 | 0 | 258.8 | 258.8 | 239.8 | 256.3 | 259.7 | 259.7 | 259.7 | 259.7 | 257.9 | 257.9 | 243.3 | 243.3 | 243.3 | 243.3 | 243.3 | 243.3 | 0 | 243.3 | 243.3 | 276.7 | 276.7 | 276.7 | 276.7 | 242.9 | 242.9 | 242.9 | 268.3 | 276.7 | 276.7 | 217.22 | 217.22 | 280.1 | 280.1 | 280.6 | 280.6 | 357.1 | 357.1 | 357.1 | 357.1 | 357.1 | 357.1 | 357.1 | 330.6 | 330.6 | 330.6 | 322.7 | 319.1 | 286.1 | 289 | 286 | 286.2 | 286.7 | 286.4 | 296.4 | 288.1 | 291.4 | 291.3 | 290.8 | 293.4 | 300.6 | 300.6 | 300.6 | 0 | 0 | 0 | 0 | 0 | 0 | 0 | 0 | 0 | 0 | 0 | 0 | 0 | 0 | 0 | 0 | 0 | 0 | 0 | 0 | 0 | 0 | 0 | 0 | 0 | 0 | 0 | 0 | 0 | 0 | 0 | 0 | 0 | 0 | 0 | 0 | 0 | 0 | 0 | 0 | 0 | 0 | 0 | 0 | 0 | 0 | 0 | 0 | 0 | 0 | 0 | 0 | 0 | 0 | 0
| Insulating Material | IEEMA | INR/Kg | 0.03 | 185.45 | 185.45 | 185.45 | 185.45 | 185.45 | 185.45 | 185.45 | 185.45 | 185.45 | 185.45 | 185.45 | 185.45 | 185.45 | 185.45 | 185.45 | 185.45 | 185.45 | 185.45 | 185.45 | 185.45 | 185.45 | 185.45 | 185.45 | 185.45 | 185.45 | 185.45 | 185.45 | 185.45 | 185.45 | 185.45 | 0 | 0 | 0 | 0 | 0 | 0 | 0 | 0 | 315.02 | 315.02 | 315.02 | 313.74 | 286.59 | 290.5 | 0 | 0 | 0 | 316.65 | 0 | 316.65 | 316.65 | 309.36 | 251.56 | 301.15 | 301.15 | 301.15 | 301.15 | 286.83 | 286.83 | 309.05 | 309.05 | 309.05 | 309.05 | 309.05 | 309.05 | 0 | 309.05 | 309.05 | 334.97 | 334.97 | 334.97 | 334.97 | 287.76 | 287.76 | 287.76 | 331.53 | 275.4 | 275.4 | 281.76 | 281.76 | 348.97 | 348.97 | 375.31 | 375.31 | 410.1 | 410.1 | 410.1 | 410.1 | 410.1 | 410.1 | 410.1 | 387.81 | 387.81 | 387.81 | 363.11 | 359.59 | 384.24 | 373.24 | 381.53 | 383.4 | 392.25 | 407.77 | 408.76 | 403.14 | 403.35 | 405.91 | 405 | 406 | 406 | 407 | 408 | 0 | 0 | 0 | 0 | 0 | 0 | 0 | 0 | 0 | 0 | 0 | 0 | 0 | 0 | 0 | 0 | 0 | 0 | 0 | 0 | 0 | 0 | 0 | 0 | 0 | 0 | 0 | 0 | 0 | 0 | 0 | 0 | 0 | 0 | 0 | 0 | 0 | 0 | 0 | 0 | 0 | 0 | 0 | 0 | 0 | 0 | 0 | 0 | 0 | 0 | 0 | 0 | 0 | 0 | 0
| Oil | IEEMA | INR/KL | 0.07 | 35513 | 35513 | 35513 | 35513 | 35513 | 35513 | 35513 | 35513 | 35513 | 35513 | 35513 | 35513 | 35513 | 35513 | 35513 | 35513 | 35513 | 35513 | 35513 | 35513 | 35513 | 21014 | 21014 | 21014 | 21014 | 21014 | 21014 | 21014 | 21014 | 21014 | 0 | 0 | 0 | 0 | 0 | 0 | 0 | 0 | 27305 | 27305 | 27305 | 27070 | 27070 | 28387 | 0 | 0 | 0 | 27316 | 0 | 27316 | 27316 | 26266 | 26444 | 32498 | 32498 | 32498 | 32498 | 34017 | 34017 | 38018 | 38018 | 38018 | 38018 | 38018 | 38018 | 0 | 38018 | 38018 | 38779 | 36007 | 36007 | 36007 | 27305 | 27305 | 27305 | 35269 | 32484 | 32484 | 49950 | 49950 | 36319 | 36319 | 39304 | 39304 | 40182 | 40182 | 40182 | 40182 | 40182 | 40182 | 40182 | 52986 | 52986 | 52986 | 47221 | 32138 | 32681 | 28067 | 26595 | 27178 | 30436 | 36277 | 35798 | 34840 | 34435 | 34767 | 34325 | 39457 | 38823 | 39423 | 39423 | 0 | 0 | 0 | 0 | 0 | 0 | 0 | 0 | 0 | 0 | 0 | 0 | 0 | 0 | 0 | 0 | 0 | 0 | 0 | 0 | 0 | 0 | 0 | 0 | 0 | 0 | 0 | 0 | 0 | 0 | 0 | 0 | 0 | 0 | 0 | 0 | 0 | 0 | 0 | 0 | 0 | 0 | 0 | 0 | 0 | 0 | 0 | 0 | 0 | 0 | 0 | 0 | 0 | 0 | 0
| Labour | IEEMA | Index No | 0.15 | 104.4221 | 106.0684 | 107.4795 | 108.8906 | 109.5962 | 109.361 | 109.361 | 109.361 | 109.8314 | 109.8314 | 109.5962 | 110.0666 | 110.3017 | 111.0073 | 0 | 113.124 | 113.8295 | 114.0647 | 114.5351 | 115.0054 | 115.0054 | 113.5943 | 113.8295 | 114.5351 | 115.9462 | 116.1814 | 116.1814 | 116.1814 | 116.1814 | 118.298 | 118.5332 | 118.0628 | 118.5332 | 118.5332 | 118.5332 | 118.5332 | 118.5332 | 125.52 | 125.52 | 125.52 | 125.52 | 125.52 | 126.24 | 126 | 125.04 | 126.24 | 126.24 | 126.48 | 126.48 | 126.48 | 126.96 | 129.12 | 129.6 | 130.08 | 131.52 | 132.72 | 132 | 132 | 132 | 132 | 127 | 127 | 127 | 127 | 127 | 127 | 127 | 127 | 127 | 127 | 125 | 127 | 128 | 129 | 130 | 132 | 133 | 133 | 134 | 134 | 134 | 134 | 135 | 137 | 138 | 139 | 140 | 143 | 145 | 145 | 148 | 148 | 147 | 147 | 147 | 148 | 148 | 148 | 150.64 | 151 | 153 | 160 | 162 | 162 | 165 | 168 | 170 | 170 | 170 | 172 | 172 | 0 | 0 | 0 | 0 | 0 | 0 | 0 | 0 | 0 | 0 | 0 | 0 | 0 | 0 | 0 | 0 | 0 | 0 | 0 | 0 | 0 | 0 | 0 | 0 | 0 | 0 | 0 | 0 | 0 | 0 | 0 | 0 | 0 | 0 | 0 | 0 | 0 | 0 | 0 | 0 | 0 | 0 | 0 | 0 | 0 | 0 | 0 | 0 | 0 | 0 | 0 | 0 | 0 | 0 | 0
Transmission Lines
| Copper | IEEMA | INR/MT | 0.25 | 117662 | 117662 | 117662 | 117662 | 117662 | 117662 | 117662 | 117662 | 117662 | 117662 | 117662 | 117662 | 117662 | 117662 | 117662 | 117662 | 117662 | 117662 | 117662 | 117662 | 117662 | 105116 | 105116 | 105116 | 105116 | 105116 | 105116 | 105116 | 105116 | 105116 | 105116 | 105116 | 105116 | 151962 | 151962 | 151962 | 151962 | 151962 | 151962 | 151962 | 151962 | 156101 | 156101 | 162132 | 0 | 0 | 0 | 155105 | 0 | 155105 | 155105 | 150346 | 169400 | 183947 | 183947 | 183947 | 183947 | 234065 | 234065 | 321694 | 321694 | 321694 | 321694 | 321694 | 321694 | 0 | 321694 | 321694 | 321137 | 327855 | 327855 | 327855 | 151962 | 151962 | 151962 | 343064 | 310398 | 310398 | 350128 | 350128 | 271169 | 271169 | 384365 | 384365 | 374680 | 374680 | 374680 | 374680 | 374680 | 374680 | 374680 | 166808 | 166808 | 166808 | 175396 | 207578 | 232254 | 240138 | 258090 | 258059 | 271982 | 314505 | 308032 | 319423 | 326293 | 343582 | 353062 | 376792 | 381793 | 349543 | 342645 | 0 | 0 | 0 | 0 | 0 | 0 | 0 | 0 | 0 | 0 | 0 | 0 | 0 | 0 | 0 | 0 | 0 | 0 | 0 | 0 | 0 | 0 | 0 | 0 | 0 | 0 | 0 | 0 | 0 | 0 | 0 | 0 | 0 | 0 | 0 | 0 | 0 | 0 | 0 | 0 | 0 | 0 | 0 | 0 | 0 | 0 | 0 | 0 | 0 | 0 | 0 | 0 | 0 | 0 | 0 | 0 | 0 | 0 | 0 | 0 | 0 | 0 | 0 | 0 | 0 | 0 | 0 | 0 | 0 | 0 | 0 | 0 | 0 | 0 | 0 | 0 | 0 | 0 | 0 | 0 | 0 | 0 | 0 | 0 | 0 | 0 | 0 | 0 | 0 | 0 | 0 | 0 | 0 | 0 | 0 | 0 | 0 | 0 | 0 | 0 | 0 | 0 | 0 | 0 | 0 | 0 | 0 | 0 | 0 | 0 | 0 | 0 | 0 | 0 | 0 | 0 | 0 | 0 | 0 | 0 | 0 | 0 | 0 | 0 | 0 | 0 | 0 | 0 | 0 | 0 | 0 | 0 | 0 | 0 | 0 | 0 | 0 | 0 | 0 | 0
| Electrical Lamination Steel | IEEMA | INR/MT | 0.28 | 125048 | 125048 | 125048 | 125048 | 125048 | 125048 | 125048 | 125048 | 125048 | 125048 | 125048 | 125048 | 125048 | 125048 | 125048 | 125048 | 125048 | 125048 | 125048 | 125048 | 125048 | 82245 | 82245 | 82245 | 82245 | 82245 | 82245 | 82245 | 82245 | 82245 | 0 | 0 | 0 | 0 | 0 | 0 | 0 | 0 | 95664 | 95664 | 95664 | 101482 | 84681 | 86634 | 0 | 0 | 0 | 186476 | 0 | 186476 | 186476 | 96618 | 188786 | 212825 | 212825 | 212825 | 212825 | 200074 | 200074 | 221331 | 221331 | 221331 | 221331 | 221331 | 221331 | 0 | 221331 | 221331 | 209701 | 209701 | 209701 | 209701 | 82864 | 82864 | 82864 | 219073 | 198404 | 198404 | 215120 | 215120 | 219759 | 219759 | 231172 | 231172 | 231172 | 231172 | 231172 | 231172 | 231172 | 231172 | 231172 | 226040 | 226040 | 226040 | 213066 | 214251 | 204758 | 202337 | 184752 | 187491 | 182536 | 170393 | 164804 | 162203 | 157341 | 152995 | 186811 | 182977 | 177873 | 176618 | 162650 | 0 | 0 | 0 | 0 | 0 | 0 | 0 | 0 | 0 | 0 | 0 | 0 | 0 | 0 | 0 | 0 | 0 | 0 | 0 | 0 | 0 | 0 | 0 | 0 | 0 | 0 | 0 | 0 | 0 | 0 | 0 | 0 | 0 | 0 | 0 | 0 | 0 | 0 | 0 | 0 | 0 | 0 | 0 | 0 | 0 | 0 | 0 | 0 | 0 | 0 | 0 | 0 | 0 | 0 | 0 | 0 | 0 | 0 | 0 | 0 | 0 | 0 | 0 | 0 | 0 | 0 | 0 | 0 | 0 | 0 | 0 | 0 | 0 | 0 | 0 | 0 | 0 | 0 | 0 | 0 | 0 | 0 | 0 | 0 | 0 | 0 | 0 | 0 | 0 | 0 | 0 | 0 | 0 | 0 | 0 | 0 | 0 | 0 | 0 | 0 | 0 | 0 | 0 | 0 | 0 | 0 | 0 | 0 | 0 | 0 | 0 | 0 | 0 | 0 | 0 | 0 | 0 | 0 | 0 | 0 | 0 | 0 | 0 | 0 | 0 | 0 | 0 | 0 | 0 | 0 | 0 | 0 | 0 | 0 | 0 | 0 | 0 | 0 | 0 | 0
| Contructing Steel | IEEMA | Index No | 0.07 | 137.6 | 137.6 | 137.6 | 137.6 | 137.6 | 137.6 | 137.6 | 137.6 | 137.6 | 137.6 | 137.6 | 137.6 | 137.6 | 137.6 | 137.6 | 137.6 | 137.6 | 137.6 | 137.6 | 137.6 | 137.6 | 166.1 | 166.1 | 166.1 | 166.1 | 166.1 | 166.1 | 166.1 | 166.1 | 166.1 | 0 | 0 | 0 | 0 | 0 | 0 | 0 | 0 | 242.9 | 242.9 | 242.9 | 237.2 | 237.2 | 237.2 | 0 | 0 | 0 | 258.8 | 0 | 258.8 | 258.8 | 239.8 | 256.3 | 259.7 | 259.7 | 259.7 | 259.7 | 257.9 | 257.9 | 243.3 | 243.3 | 243.3 | 243.3 | 243.3 | 243.3 | 0 | 243.3 | 243.3 | 276.7 | 276.7 | 276.7 | 276.7 | 242.9 | 242.9 | 242.9 | 268.3 | 276.7 | 276.7 | 217.22 | 217.22 | 280.1 | 280.1 | 280.6 | 280.6 | 357.1 | 357.1 | 357.1 | 357.1 | 357.1 | 357.1 | 357.1 | 330.6 | 330.6 | 330.6 | 322.7 | 319.1 | 286.1 | 289 | 286 | 286.2 | 286.7 | 286.4 | 296.4 | 288.1 | 291.4 | 291.3 | 290.8 | 293.4 | 300.6 | 300.6 | 300.6 | 0 | 0 | 0 | 0 | 0 | 0 | 0 | 0 | 0 | 0 | 0 | 0 | 0 | 0 | 0 | 0 | 0 | 0 | 0 | 0 | 0 | 0 | 0 | 0 | 0 | 0 | 0 | 0 | 0 | 0 | 0 | 0 | 0 | 0 | 0 | 0 | 0 | 0 | 0 | 0 | 0 | 0 | 0 | 0 | 0 | 0 | 0 | 0 | 0 | 0 | 0 | 0 | 0 | 0 | 0 | 0 | 0 | 0 | 0 | 0 | 0 | 0 | 0 | 0 | 0 | 0 | 0 | 0 | 0 | 0 | 0 | 0 | 0 | 0 | 0 | 0 | 0 | 0 | 0 | 0 | 0 | 0 | 0 | 0 | 0 | 0 | 0 | 0 | 0 | 0 | 0 | 0 | 0 | 0 | 0 | 0 | 0 | 0 | 0 | 0 | 0 | 0 | 0 | 0 | 0 | 0 | 0 | 0 | 0 | 0 | 0 | 0 | 0 | 0 | 0 | 0 | 0 | 0 | 0 | 0 | 0 | 0 | 0 | 0 | 0 | 0 | 0 | 0 | 0 | 0 | 0 | 0 | 0 | 0 | 0 | 0 | 0 | 0 | 0 | 0
| Insulating Material | IEEMA | INR/Kg | 0.03 | 185.45 | 185.45 | 185.45 | 185.45 | 185.45 | 185.45 | 185.45 | 185.45 | 185.45 | 185.45 | 185.45 | 185.45 | 185.45 | 185.45 | 185.45 | 185.45 | 185.45 | 185.45 | 185.45 | 185.45 | 185.45 | 185.45 | 185.45 | 185.45 | 185.45 | 185.45 | 185.45 | 185.45 | 185.45 | 185.45 | 0 | 0 | 0 | 0 | 0 | 0 | 0 | 0 | 315.02 | 315.02 | 315.02 | 313.74 | 286.59 | 290.5 | 0 | 0 | 0 | 316.65 | 0 | 316.65 | 316.65 | 309.36 | 251.56 | 301.15 | 301.15 | 301.15 | 301.15 | 286.83 | 286.83 | 309.05 | 309.05 | 309.05 | 309.05 | 309.05 | 309.05 | 0 | 309.05 | 309.05 | 334.97 | 334.97 | 334.97 | 334.97 | 287.76 | 287.76 | 287.76 | 331.53 | 275.4 | 275.4 | 281.76 | 281.76 | 348.97 | 348.97 | 375.31 | 375.31 | 410.1 | 410.1 | 410.1 | 410.1 | 410.1 | 410.1 | 410.1 | 387.81 | 387.81 | 387.81 | 363.11 | 359.59 | 384.24 | 373.24 | 381.53 | 383.4 | 392.25 | 407.77 | 408.76 | 403.14 | 403.35 | 405.91 | 405 | 406 | 406 | 407 | 408 | 0 | 0 | 0 | 0 | 0 | 0 | 0 | 0 | 0 | 0 | 0 | 0 | 0 | 0 | 0 | 0 | 0 | 0 | 0 | 0 | 0 | 0 | 0 | 0 | 0 | 0 | 0 | 0 | 0 | 0 | 0 | 0 | 0 | 0 | 0 | 0 | 0 | 0 | 0 | 0 | 0 | 0 | 0 | 0 | 0 | 0 | 0 | 0 | 0 | 0 | 0 | 0 | 0 | 0 | 0 | 0 | 0 | 0 | 0 | 0 | 0 | 0 | 0 | 0 | 0 | 0 | 0 | 0 | 0 | 0 | 0 | 0 | 0 | 0 | 0 | 0 | 0 | 0 | 0 | 0 | 0 | 0 | 0 | 0 | 0 | 0 | 0 | 0 | 0 | 0 | 0 | 0 | 0 | 0 | 0 | 0 | 0 | 0 | 0 | 0 | 0 | 0 | 0 | 0 | 0 | 0 | 0 | 0 | 0 | 0 | 0 | 0 | 0 | 0 | 0 | 0 | 0 | 0 | 0 | 0 | 0 | 0 | 0 | 0 | 0 | 0 | 0 | 0 | 0 | 0 | 0 | 0 | 0 | 0 | 0 | 0 | 0 | 0 | 0 | 0
| Oil | IEEMA | INR/KL | 0.07 | 35513 | 35513 | 35513 | 35513 | 35513 | 35513 | 35513 | 35513 | 35513 | 35513 | 35513 | 35513 | 35513 | 35513 | 35513 | 35513 | 35513 | 35513 | 35513 | 35513 | 35513 | 21014 | 21014 | 21014 | 21014 | 21014 | 21014 | 21014 | 21014 | 21014 | 0 | 0 | 0 | 0 | 0 | 0 | 0 | 0 | 27305 | 27305 | 27305 | 27070 | 27070 | 28387 | 0 | 0 | 0 | 27316 | 0 | 27316 | 27316 | 26266 | 26444 | 32498 | 32498 | 32498 | 32498 | 34017 | 34017 | 38018 | 38018 | 38018 | 38018 | 38018 | 38018 | 0 | 38018 | 38018 | 38779 | 36007 | 36007 | 36007 | 27305 | 27305 | 27305 | 35269 | 32484 | 32484 | 49950 | 49950 | 36319 | 36319 | 39304 | 39304 | 40182 | 40182 | 40182 | 40182 | 40182 | 40182 | 40182 | 52986 | 52986 | 52986 | 47221 | 32138 | 32681 | 28067 | 26595 | 27178 | 30436 | 36277 | 35798 | 34840 | 34435 | 34767 | 34325 | 39457 | 38823 | 39423 | 39423 | 0 | 0 | 0 | 0 | 0 | 0 | 0 | 0 | 0 | 0 | 0 | 0 | 0 | 0 | 0 | 0 | 0 | 0 | 0 | 0 | 0 | 0 | 0 | 0 | 0 | 0 | 0 | 0 | 0 | 0 | 0 | 0 | 0 | 0 | 0 | 0 | 0 | 0 | 0 | 0 | 0 | 0 | 0 | 0 | 0 | 0 | 0 | 0 | 0 | 0 | 0 | 0 | 0 | 0 | 0 | 0 | 0 | 0 | 0 | 0 | 0 | 0 | 0 | 0 | 0 | 0 | 0 | 0 | 0 | 0 | 0 | 0 | 0 | 0 | 0 | 0 | 0 | 0 | 0 | 0 | 0 | 0 | 0 | 0 | 0 | 0 | 0 | 0 | 0 | 0 | 0 | 0 | 0 | 0 | 0 | 0 | 0 | 0 | 0 | 0 | 0 | 0 | 0 | 0 | 0 | 0 | 0 | 0 | 0 | 0 | 0 | 0 | 0 | 0 | 0 | 0 | 0 | 0 | 0 | 0 | 0 | 0 | 0 | 0 | 0 | 0 | 0 | 0 | 0 | 0 | 0 | 0 | 0 | 0 | 0 | 0 | 0 | 0 | 0 | 0
| Labour | IEEMA | Index No | 0.15 | 104.4221 | [36 empty] | 125.52 | 125.52 | 125.52 | 125.52 | 125.52 | 126.24 | 126 | 125.04 | 126.24 | 126.24 | 126.48 | 126.48 | 126.48 | 126.96 | 129.12 | 129.6 | 130.08 | 131.52 | 132.72 | 132 | 132 | 132 | 132 | 127 | 127 | 127 | 127 | 127 | 127 | 127 | 127 | 127 | 127 | 125 | 127 | 128 | 129 | 130 | 132 | 133 | 133 | 134 | 134 | 134 | 134 | 135 | 137 | 138 | 139 | 140 | 143 | 145 | 145 | 148 | 148 | 147 | 147 | 147 | 148 | 148 | 148 | 150.64 | 151 | 153 | 160 | 162 | 162 | 165 | 168 | 170 | 170 | 170 | 172 | 172 | 0 | 0 | 0 | 0 | 0 | 0 | 0 | 0 | 0 | 0 | 0 | 0 | 0 | 0 | 0 | 0 | 0 | 0 | 0 | 0 | 0 | 0 | 0 | 0 | 0 | 0 | 0 | 0 | 0 | 0 | 0 | 0 | 0 | 0 | 0 | 0 | 0 | 0 | 0 | 0 | 0 | 0 | 0 | 0 | 0 | 0 | 0 | 0 | 0 | 0 | 0 | 0 | 0 | 0 | 0 | 0 | 0 | 0 | 0 | 0 | 0 | 0 | 0 | 0 | 0 | 0 | 0 | 0 | 0 | 0 | 0 | 0 | 0 | 0 | 0 | 0 | 0 | 0 | 0 | 0 | 0 | 0 | 0 | 0 | 0 | 0 | 0 | 0 | 0 | 0 | 0 | 0 | 0 | 0 | 0 | 0 | 0 | 0 | 0 | 0 | 0 | 0 | 0 | 0 | 0 | 0 | 0 | 0 | 0 | 0 | 0 | 0 | 0 | 0 | 0 | 0 | 0 | 0 | 0 | 0 | 0 | 0 | 0 | 0 | 0 | 0 | 0 | 0 | 0 | 0 | 0 | 0 | 0 | 0 | 0 | 0 | 0 | 0 | 0 | 0
| Labour Correction Factor |  |  | 0.23518
2009-01-01
| Constituents | Source | Unit | Weight | Indices
Steam Generator
| Base Metal and Alloys | RBI Index 39 | Index No. | 0.4 | 285
| Steel | RBI Index 39 | Index No. | 0.26667 | 303.1
| Labour | RBI Index 36 | Index No. | 0.18 | 148
Turbine Generator
| Non-Ferrous Metals | RBI Index 39 | Index No. | 0.17708 | 241.7
| Steel | RBI Index 39 | Index No. | 0.53125 | 303.1
| Labour | RBI Index 39 | Index No. | 0.14167 | 148
Water System
| Non-Ferrous Metals | RBI Index 39 | Index No. | 0.14167 | 241.7
| Cement | RBI Index 39 | Index No. | 0.28333 | 221.4
| Steel | RBI Index 39 | Index No. | 0.28333 | 303.1
| Labour | RBI Index 39 | Index No. | 0.14167 | 148
Cooling Tower
| Cement | RBI Index 39 | Index No. | 0.6375 | 221.4
| Steel | RBI Index 39 | Index No. | 0.070833 | 303.1
| Labour | RBI Index 39 | Index No. | 0.14167 | 148
Pumps
| Non-Ferrous Metals | RBI Index 39 | Index No. | 0.10625 | 241.7
| Steel | RBI Index 39 | Index No. | 0.60208 | 303.1
| Labour | RBI Index 39 | Index No. | 0.14167 | 148
Material Handling System
| Steel | RBI Index 39 | Index No. | 0.35417 | 303.1
| Cement | RBI Index 39 | Index No. | 0.35417 | 221.4
| Labour | RBI Index 39 | Index No. | 0.14167 | 148
C&I Package
| Escalation | RBI Index 39 | Index No. | 0.1 | 0
Civil Works
| Steel | RBI Index 39 | Index No. | 0.35417 | 303.1
| Cement | RBI Index 39 | Index No. | 0.35417 | 221.4
| Labour | RBI Index 39 | Index No. | 0.14167 | 148
Intial Spares
| Escalation | RBI Index 39 | Index No. | 0.1
Railway Siding
| Steel | RBI Index 39 | Index No. | 0.35417 | 303.1
| Cement | RBI Index 39 | Index No. | 0.35417 | 221.4
| Labour | RBI Index 39 | Index No. | 0.14167 | 148
Township and Colony
| Steel | RBI Index 39 | Index No. | 0.35417 | 303.1
| Cement | RBI Index 39 | Index No. | 0.35417 | 221.4
| Labour | RBI Index 39 | Index No. | 0.14167 | 148
Switchyard
| Copper | IEEMA | INR/MT | 0.25 | 166808
| Electrical Lamination Steel | IEEMA | INR/MT | 0.28 | 226040
| Contructing Steel | IEEMA | Index No | 0.07 | 330.6
| Insulating Material | IEEMA | INR/Kg | 0.03 | 387.81
| Oil | IEEMA | INR/KL | 0.07 | 52986
| Labour | IEEMA | Index No | 0.15 | 147
Transformer
| Copper | IEEMA | INR/MT | 0.25 | 166808
| Electrical Lamination Steel | IEEMA | INR/MT | 0.28 | 226040
| Contructing Steel | IEEMA | Index No | 0.07 | 330.6
| Insulating Material | IEEMA | INR/Kg | 0.03 | 387.81
| Oil | IEEMA | INR/KL | 0.07 | 52986
| Labour | IEEMA | Index No | 0.15 | 147
Transmission Lines
| Copper | IEEMA | INR/MT |  | 166808
| Electrical Lamination Steel | IEEMA | INR/MT |  | 226040
| Contructing Steel | IEEMA | Index No |  | 330.6
| Insulating Material | IEEMA | INR/Kg |  | 387.81
| Oil | IEEMA | INR/KL |  | 52986
| Labour | IEEMA | Index No |  | 147
| Fixed Component |  |  |  | 0.15

## Escalated Cost
CERC
Capital Cost Benchmarking
Thermal Power Plants
| Name of the Plant |  | Bellary - I | Bhopallapally | Kaparkheda | Korba- Stage-III | Ramagundum Stage-III | Vindhyachal Stage-II | Bellary - II | Sipat STPS, Stage-II | Valur STPS Ph-I | Mauda | Marwa | DVC Koderma | Udipi, Lanco | Simadhri-I | Anpara-D | Simadhri STPS Stage-II | Vindhyanchal Stage-IV | Vindhyachal Stage-III | Rihand Stage-II | Talcher STPS Stage-II | Jhajjar | Malwa- MPPGCL | Raghunathpura | Kakatiya | TNEB , North Chennnai | Jindal, Orissa | Sipat Stage -I | Barh STPS | Krishnapattnam
| Unit Size |  | 500 | 500 | 500 | 500 | 500 | 500 | 500 | 500 | 500 | 500 | 500 | 500 | 507 | 500 | 500 | 500 | 500 | 500 | 500 | 500 | 500 | 600 | 600 | 600 | 600 | 600 | 660 | 660 | 800
| Number of Units |  | 1 | 1 | 1 | 1 | 1 | 1 | 1 | 2 | 2 | 2 | 2 | 2 | 2 | 2 | 2 | 2 | 2 | 2 | 2 | 2 | 3 | 2 | 2 | 1 | 1 | 4 | 3 | 3 | 2
| Type of Coal |  | Domestic | Domestic | Domestic | Domestic | Domestic | Domestic | Domestic | Domestic | Domestic | Domestic | Domestic | Domestic | Imported | Imported | Domestic | Domestic | Domestic | Domestic | Domestic | Domestic | Domestic | Domestic | Domestic | Domestic | 0 | Domestic | Domestic | Domestic | Imported
| Greenfield/ Extension |  | Greenfield | Greenfield | Extension | Extension | Extension | Extension | Extension | Greenfield | Greenfield | Greenfield | Greenfield | Greenfield | Greenfield | Greenfield | Extension | Extension | Extension | Extension | Extension | Extension | Greenfield | Greenfield | Greenfield | Greenfield | Greenfield | Greenfield | Greenfield | Greenfield | Greenfield
| Plant Location |  | Non-PitHead | 0 | Pit-Head | Pit-Head | Non Pit-Head | Pit-Head | Non-PitHead | Pit- Head | Pit- Head | Non Pit-Head | Pit-Head | Pit-Head | Coastal | Coastal | Pit-Head | Pit- Head | Pit- Head | Pit-Head | Pit -Head | Pit- Head | Non Pit-Head | Non-Pithead | Pit-Head | Non-Pithead | 0 | 0 | Pit-Head | Pit-Head | Coastal
| Month and Year of Award |  | 2004-06-01 | 2005-07-01 | 2007-01-01 | 2008-04-01 | 2005-03-01 | 2001-04-01 | 2006-08-06 | 2005-07-01 | 2007-04-01 | 2008-10-01 | 2008-12-01 | 2007-08-01 | 1905-06-27 | 2004-06-01 | 2009-01-01 | 2007-01-01 | 2008-10-01 | 2006-12-01 | 2005-08-01 | 2005-07-01 | 2008-04-01 | 2008-12-01 | 2007-12-01 | 2008-11-01 | 2008-07-01 | 2009-01-01 | 2007-03-01 | 2006-10-01 | 2008-07-01
Name of package
| Mandatoy Packages | Units
1 | Steam Generator | INR Crores | 626.9655 | 627.5472 | 543.9999 | 547.0811 | 584.8086 | 473.4517 | 595.6897 | 1255.8305 | 1306.2144 | 1107.44 | 1214.798 | 1264.9866 | 736.216 | 785.7685 | 1663.2733 | 1288.3154 | 1228.9605 | 1128.857 | 1074.1306 | 1673.8204 | 1661.9044 | 1176.9201 | 1587.7983 | 705.0137 | 711.3807 | 2703.2625 | 2039.1214 | 2053.9955 | 2141.4398
| - Steam Generator Island | INR Crores | 626.9655 | 627.5472 | 543.9999 | 547.0811 | 584.8086 | 573.4517 | 595.6897 | 1255.8305 | 1306.2144 | 1107.44 | 1214.798 | 1264.9866 | 736.216 | 785.7685 | 1663.2733 | 1288.3154 | 1228.9605 | 1128.857 | 1074.1306 | 1673.8204 | 1661.9044 | 1176.9201 | 1587.7983 | 705.0137 | 711.3807 | 2703.2625 | 2039.1214 | 2053.9955 | 2141.4398
| - ESP | INR Crores | 0 | 0 | 0 | 0 | 0 | 0 | 0 | 0 | 0 | 0 | 0 | 0 | 0 | 0 | 0 | 0 | 0 | 0 | 0 | 0 | 0 | 0 | 0 | 0 | 0 | 0 | 0 | 0 | 0
2 | Turbine Generator Island | INR Crores | 365.9163 | 405.8446 | 366.1732 | 334.9357 | 412.9571 | 525.8959 | 398.8796 | 847.0403 | 824.1245 | 632.6381 | 826.2885 | 734.5366 | 681.7974 | 614.225 | 1022.6441 | 890.9814 | 754.4123 | 682.9939 | 486.6771 | 1164.1286 | 934.9645 | 722.4884 | 927.9126 | 432.9122 | 433.2742 | 1660.5349 | 1185.366 | 1190.3516 | 1423.0187
| - Turbine Generator Island | INR Crores | 365.9163 | 404.6258 | 366.1732 | 333.9298 | 412.9571 | 509.1285 | 388.8192 | 847.0403 | 824.1245 | 632.6381 | 826.2885 | 732.3307 | 681.7974 | 614.225 | 998.7793 | 890.9814 | 754.4123 | 682.9939 | 486.6771 | 1143.0023 | 934.9645 | 722.4884 | 927.9126 | 432.9122 | 433.2742 | 1660.5349 | 1185.366 | 1190.3516 | 1423.0187
| - HP/LP Piping | INR Crores | 0 | 1.2188 | 0 | 1.0058 | 0 | 16.7674 | 10.0604 | 0 | 0 | 0 | 0 | 2.2059 | 0 | 0 | 23.8649 | 0 | 0 | 0 | 0 | 21.1263 | 0 | 0 | 0 | 0 | 0 | 0 | 0 | 0 | 0
3 | Water System | INR Crores | 108.5732 | 0 | 125.0842 | 0 | 109.1639 | 154.7401 | 103.5615 | 188.1517 | 134.932 | 147.3892 | 0 | 223.4031 | 106.2633 | 204.9562 | 0 | 99.1523 | 107.9427 | 40.2472 | 106.0074 | 99.8797 | 128.3804 | 0 | 200.4414 | 0 | 99.0601 | 0 | 288.3431 | 294.6251 | 209.1884
| - External water supply system | INR Crores | 58.2268 | 0 | 24.5895 | 0 | 21.4598 | 30.4193 | 20.3585 | 83.5312 | 41.0176 | 92.5023 | 0 | 102.0661 | 28.0656 | 54.1316 | 0 | 39.1962 | 23.0295 | 13.2105 | 27.998 | 0.62542 | 32.3071 | 0 | 52.9392 | 0 | 26.1631 | 0 | 72.0962 | 73.667 | 52.3047
| - CW system | INR Crores | 13.8492 | 0 | 23.3522 | 0 | 20.38 | 28.8887 | 19.3341 | 53.9113 | 0 | 0 | 0 | 37.1154 | 21.5105 | 41.4885 | 0 | 0 | 0 | 10.8017 | 21.4587 | 27.8813 | 32.3071 | 0 | 40.5746 | 0 | 20.0523 | 0 | 55.2572 | 56.4611 | 40.0882
| - DM water Plant | INR Crores | 6.9508 | 0 | 11.287 | 0 | 9.8505 | 13.963 | 9.3449 | 28.6193 | 0 | 13.8173 | 0 | 28.4466 | 10.796 | 20.8228 | 0 | 15.4217 | 23.3352 | 5.4009 | 10.77 | 26.3803 | 16.5405 | 0 | 20.3642 | 0 | 10.0642 | 0 | 27.7333 | 28.3375 | 20.1201
| - Clarification plant | INR Crores | 7.33 | 0 | 13.3843 | 0 | 11.6808 | 16.5576 | 11.0813 | 0 | 0 | 19.0007 | 0 | 14.2772 | 11.3849 | 21.9587 | 0 | 13.5484 | 37.5093 | 5.4009 | 11.3575 | 32.697 | 21.6648 | 0 | 21.475 | 0 | 10.6132 | 0 | 29.2461 | 29.8833 | 21.2176
| - Chlorination Plant | INR Crores | 7.7036 | 0 | 32.7249 | 0 | 28.5598 | 40.4836 | 27.0941 | 0 | 57.3106 | 0 | 0 | 15.056 | 11.9653 | 23.0781 | 0 | 0 | 0 | 5.4333 | 11.9364 | 0 | 0 | 0 | 22.5697 | 0 | 11.1542 | 0 | 46.1054 | 47.1099 | 33.4488
| - Effluent Treatment Plant | INR Crores | 5.1695 | 0 | 7.3199 | 0 | 6.3883 | 9.0554 | 6.0604 | 0 | 12.8193 | 0 | 0 | 15.8235 | 8.0292 | 15.4863 | 0 | 0 | 0 | 0 | 8.0098 | 0 | 0 | 0 | 15.1452 | 0 | 7.4849 | 0 | 20.6258 | 21.0751 | 14.9637
| - Sewage Treatment Plant | INR Crores | 0 | 0 | 0 | 0 | 0 | 0 | 0 | 0 | 0 | 0 | 0 | 10.6182 | 0 | 0 | 0 | 0 | 0 | 0 | 0 | 0 | 0 | 0 | 0 | 0 | 0 | 0 | 0 | 0 | 0
| - Fire Fighting System | INR Crores | 9.3433 | 0 | 12.4263 | 0 | 10.8448 | 15.3725 | 10.2882 | 22.0899 | 23.7845 | 22.0689 | 0 | 0 | 14.512 | 27.9901 | 0 | 30.986 | 24.0686 | 0 | 14.477 | 12.2958 | 25.5608 | 0 | 27.3735 | 0 | 13.5282 | 0 | 37.2791 | 38.0913 | 27.0454
| - Central Monitoring System | INR Crores | 0 | 0 | 0 | 0 | 0 | 0 | 0 | 0 | 0 | 0 | 0 | 0 | 0 | 0 | 0 | 0 | 0 | 0 | 0 | 0 | 0 | 0 | 0 | 0 | 0 | 0 | 0 | 0 | 0
| - Dust Suppression System | INR Crores | 0 | 0 | 0 | 0 | 0 | 0 | 0 | 0 | 0 | 0 | 0 | 0 | 0 | 0 | 0 | 0 | 0 | 0 | 0 | 0 | 0 | 0 | 0 | 0 | 0 | 0 | 0 | 0 | 0
4 | Material Handling System | INR Crores | 209.0622 | 0 | 0 | 0 | 216.3901 | 318.9562 | 219.4839 | 295.4096 | 442.9172 | 398.1156 | 0 | 419.1842 | 296.6022 | 451.6622 | 323.3061 | 525.233 | 674.8828 | 256.261 | 299.4511 | 465.1434 | 565.3011 | 0 | 663.6423 | 0 | 319.6737 | 0 | 1113.1895 | 1142.6929 | 778.4259
| - Fuel Oil Handling & Storage system | INR Crores | 28.0172 | 0 | 0 | 0 | 38.3444 | 35.4128 | 30.0695 | 50.858 | 58.8793 | 26.9128 | 0 | 47.6801 | 33.737 | 51.3743 | 0 | 74.8934 | 26.8874 | 45.3219 | 34.0611 | 54.2911 | 93.9731 | 0 | 59.9896 | 0 | 28.8967 | 0 | 126.6198 | 129.9756 | 88.5421
| - Ash Handling System | INR Crores | 74.0311 | 0 | 0 | 0 | 80.4793 | 101.0004 | 75.2024 | 88.1798 | 152.4289 | 136.9619 | 0 | 135.1142 | 95.6027 | 145.5827 | 0 | 169.9481 | 189.7276 | 67.2452 | 96.521 | 153.848 | 182.1888 | 0 | 169.9963 | 0 | 81.8865 | 0 | 358.8104 | 368.3202 | 250.9073
| - Coal Handling System | INR Crores | 107.0139 | 0 | 0 | 0 | 97.5663 | 182.543 | 114.212 | 156.3718 | 231.6089 | 234.2409 | 0 | 236.3899 | 167.2624 | 254.7052 | 323.3061 | 280.3916 | 458.2678 | 143.6939 | 168.869 | 257.0044 | 289.1391 | 0 | 433.6563 | 0 | 208.8904 | 0 | 627.7593 | 644.3971 | 438.9766
5 | Mechanical-Miscellaneous Package | INR Crores | 16.4723 | 0 | 0 | 0 | 0 | 25.185 | 17.3306 | 15.1917 | 21.3223 | 22.8502 | 0 | 27.8613 | 19.7138 | 38.2599 | 0 | 23.1984 | 16.4925 | 0 | 19.9032 | 31.3937 | 34.4549 | 0 | 23.0249 | 0 | 11.091 | 0 | 51.8272 | 53.2008 | 36.2415
| - Air Compressor System | INR Crores | 9.7107 | 0 | 0 | 0 | 0 | 11.486 | 7.9039 | 0 | 19.2779 | 15.523 | 0 | 12.9253 | 9.1455 | 17.7493 | 0 | 21.0857 | 15.9555 | 0 | 9.2334 | 13.1466 | 13.2981 | 0 | 10.6816 | 0 | 5.1453 | 0 | 24.0434 | 24.6806 | 16.813
| - AC Ventilation | INR Crores | 5.5915 | 0 | 0 | 0 | 0 | 11.7991 | 8.1193 | 15.1917 | 0 | 0 | 0 | 12.3515 | 8.7396 | 16.9615 | 0 | 0 | 0 | 0 | 8.8235 | 18.247 | 18.9973 | 0 | 10.2075 | 0 | 4.9169 | 0 | 22.9761 | 23.5851 | 16.0667
| - Workshop, Laboratory Equipment and Monitoring System & Equipment | INR Crores | 1.17 | 0 | 0 | 0 | 0 | 1.8999 | 1.3074 | 0 | 2.0444 | 7.3272 | 0 | 2.5845 | 1.8287 | 3.5491 | 0 | 2.1127 | 0.53703 | 0 | 1.8463 | 0 | 2.1595 | 0 | 2.1359 | 0 | 1.0288 | 0 | 4.8077 | 4.9351 | 3.3619
6 | Switchyard Package | INR Crores | 49.3536 | 0 | 53.603 | 32.9482 | 0 | 84.3284 | 4.9815 | 0 | 0 | 104.314 | 193.4185 | 73.1649 | 96.8364 | 120.0851 | 0 | 64.1055 | 30.716 | 62.9562 | 48.3191 | 91.5898 | 91.7507 | 0 | 89.8378 | 0 | 42.8315 | 0 | 193.0551 | 191.9629 | 97.9732
| - Switchyard | INR Crores | 49.3536 | 0 | 53.603 | 32.9482 | 0 | 84.3284 | 4.9815 | 0 |  | 104.314 | 193.4185 | 73.1649 | 96.8364 | 120.0851 | 0 | 64.1055 | 30.716 | 62.9562 | 48.3191 | 91.5898 | 91.7507 | 0 | 89.8378 | 0 | 42.8315 | 0 | 193.0551 | 191.9629 | 97.9732
7 | Transformers, Switchgear, Cables, Cable Facilities, Grounding & Lighting Packages | INR Crores | 157.6635 | 131.179 | 128.0566 | 105.2553 | 125.3797 | 181.7161 | 16.096 | 318.9745 | 382.7918 | 242.5743 | 46.9331 | 230.7874 | 309.3508 | 383.6203 | 285.8211 | 223.4012 | 234.8162 | 210.3653 | 154.3589 | 173.8096 | 238.7502 | 0 | 241.469 | 0 | 115.1239 | 0 | 518.8999 | 515.9644 | 280.7981
| - Transformers | INR Crores | 122.6505 | 102.0476 | 99.6185 | 81.8808 | 97.5361 | 175.6533 | 12.3438 | 206.9788 | 382.7918 | 242.5743 | 46.3266 | 179.5355 | 240.652 | 298.4282 | 229.6307 | 223.4012 | 234.8162 | 165.7022 | 120.0798 | 100.6234 | 238.7502 | 0 | 187.845 | 0 | 89.5579 | 0 | 403.6657 | 401.3821 | 215.5262
| - Switchgear | INR Crores | 17.3143 | 14.4058 | 14.0629 | 11.5589 | 13.769 | 2.9981 | 1.8555 | 51.5575 | 0 | 0 | 0.3843 | 25.3446 | 33.9723 | 42.1284 | 28.9297 | 0 | 0 | 22.0864 | 16.9514 | 40.017 | 0 | 0 | 26.5177 | 0 | 12.6427 | 0 | 56.9846 | 56.6622 | 32.2777
| - Cable and Cable Facilities | INR Crores | 9.9216 | 8.2549 | 8.0584 | 6.6236 | 7.89 | 1.718 | 1.0632 | 19.9474 | 0 | 0 | 0.099527 | 14.5231 | 19.467 | 24.1407 | 19.4445 | 0 | 0 | 12.6561 | 9.7136 | 32.5272 | 0 | 0 | 15.1953 | 0 | 7.2446 | 0 | 32.6537 | 32.4689 | 18.496
| - Grounding & Lighting Packages | INR Crores | 7.7771 | 6.4707 | 6.3167 | 5.192 | 6.1847 | 1.3467 | 0.83343 | 40.4909 | 0 | 0 | 0.12267 | 11.3841 | 15.2595 | 18.923 | 7.8163 | 0 | 0 | 9.9206 | 7.6141 | 0.64198 | 0 | 0 | 11.911 | 0 | 5.6788 | 0 | 25.596 | 25.4512 | 14.4983
8 | Emergency DG Set | INR Crores | 1.6368 | 1.3618 | 3.2369 | 1.0927 | 1.3061 | 0.30852 | 0.19094 | 2.7972 | 7.2739 | 3.6739 | 0.011183 | 2.3959 | 3.2115 | 3.9825 | 3.029 | 3.8766 | 5 | 2.0879 | 5 | 2.0635 | 3.5038 | 0 | 2.9794 | 0 | 1.4205 | 0 | 6.4025 | 6.3663 | 4.6416
| - Emergency DG Set | INR Crores | 1.6368 | 1.3618 | 3.2369 | 1.0927 | 1.3061 | 0.30852 | 0.19094 | 2.7972 | 7.2739 | 3.6739 | 0.011183 | 2.3959 | 3.2115 | 3.9825 | 3.029 | 3.8766 | 0 | 2.0879 | 1.6025 | 2.0635 | 3.5038 | 0 | 2.9794 | 0 | 1.4205 | 0 | 6.4025 | 6.3663 | 4.6416
9 | C & I Package | INR Crores | 38.5 | 37.6039 | 22.9975 | 19.5343 | 19.5343 | 19.5552 | 19.4365 | 47.52 | 41.9298 | 35.4167 | 0 | 37.363 | 71.929 | 0 | 50.2217 | 36.5079 | 45 | 33.8998 | 45 | 50.567 | 55.4543 | 34.4212 | 41.2462 | 20.9622 | 21.9052 | 76.546 | 88.6728 | 88.5784 | 71.5785
| - C & I Package | INR Crores | 38.5 | 37.6039 | 22.9975 | 19.5343 | 19.5343 | 19.5552 | 19.4365 | 47.52 | 41.9298 | 35.4167 | 0 | 37.363 | 71.929 | 0 | 50.2217 | 36.5079 | 0 | 33.8998 | 0 | 50.567 | 55.4543 | 34.4212 | 41.2462 | 20.9622 | 21.9052 | 76.546 | 88.6728 | 88.5784 | 71.5785
10 | Chimney | INR Crores | 27.2605 | 0 | 0 | 0 | 0 | 33.6098 | 23.128 | 35.4837 | 70.155 | 35.331 | 0 | 0 | 0 | 0 | 0 | 53.3834 | 49.7034 | 50 | 50 | 0 | 62.5411 | 0 | 47.9989 | 0 | 23.1209 | 0 | 108.0416 | 110.9051 | 66.0467
| - Chimney | INR Crores | 27.2605 |  |  |  |  | 33.6098 | 23.128 | 35.4837 | 70.155 | 35.331 | 0 |  | 0 | 0 | 0 | 53.3834 | 49.7034 | 0 | 0 | 0 | 62.5411 | 0 | 47.9989 | 0 | 23.1209 | 0 | 108.0416 | 110.9051 | 66.0467
11 | Civil Works | INR Crores | 490.3029 | 0 | 0 | 0 | 546.2155 | 731.8595 | 503.6158 | 441.7875 | 932.0598 | 723.2966 | 0 | 957.5257 | 999.2073 | 1117.232 | 513.8412 | 709.2364 | 660.3446 | 438.5006 | 374.4074 | 44.2238 | 908.6967 | 0 | 696.4488 | 0 | 335.4765 | 0 | 1567.4474 | 1608.9902 | 1001.036
| SG Area Civil Work | INR Crores | 226.8141 | 0 | 0 | 0 | 299.2082 | 400.9011 | 275.8728 | 128.983 | 932.0598 | 550.9755 | 0 | 532.2251 | 555.3931 | 620.9953 | 349.417 | 709.2364 | 660.3446 | 240.224 | 208.1083 | 0 | 640.2941 | 0 | 387.1098 | 0 | 186.4692 | 0 | 871.2402 | 894.3311 | 514.1954
| TG Area Civil Work | INR Crores | 64.3154 | 0 | 0 | 0 | 74.0139 | 99.1692 | 68.2415 | 140.5228 | 0 | 0 | 0 | 103.8122 | 108.3312 | 121.1271 | 27.2417 | 0 | 0 | 0 | 40.5922 | 0 | 0 | 0 | 75.507 | 0 | 36.3714 | 0 | 169.9382 | 174.4422 | 118.8336
| CW system | INR Crores | 0 | 0 | 0 | 0 | 0 | 0 | 0 | 0 | 0 | 0 | 0 | 0 | 0 | 0 | 0 | 0 | 0 | 0 | 0 | 0 | 0 | 0 | 0 | 0 | 0 | 0 | 0 | 0 | 0
| DM water Plant | INR Crores | 0 | 0 | 0 | 0 | 0 | 0 | 0 | 0 | 0 | 0 | 0 | 0 | 0 | 0 | 0 | 0 | 0 | 0 | 0 | 0 | 0 | 0 | 0 | 0 | 0 | 0 | 0 | 0 | 0
| Clarification plant | INR Crores | 0 | 0 | 0 | 0 | 0 | 0 | 0 | 0 | 0 | 0 | 0 | 0 | 0 | 0 | 0 | 0 | 0 | 0 | 0 | 0 | 0 | 0 | 0 | 0 | 0 | 0 | 0 | 0 | 0
| Chlorination plant | INR Crores | 0 | 0 | 0 | 0 | 0 | 0 | 0 | 0 | 0 | 0 | 0 | 0 | 0 | 0 | 0 | 0 | 0 | 0 | 0 | 0 | 0 | 0 | 0 | 0 | 0 | 0 | 0 | 0 | 0
| Fuel Handiling & Storage System | INR Crores | 0.94713 | 0 | 0 | 0 | 1.0899 | 1.4604 | 1.0049 | 0 | 0 | 0 | 0 | 1.5288 | 1.5953 | 1.7838 | 0.8922 | 0 | 0 | 0 | 0.59777 | 2.0694 | 0 | 0 | 1.1119 | 0 | 0.53562 | 0 | 2.5026 | 2.5689 | 1.75
| Coal Handling Plant | INR Crores | 0 | 0 | 0 | 0 | 0 | 0 | 0 | 0 | 0 | 0 | 0 | 0 | 0 | 0 | 0 | 0 | 0 | 0 | 0 | 0 | 0 | 0 | 0 | 0 | 0 | 0 | 0 | 0 | 0
| Ash Handling System | INR Crores | 129.231 | 0 | 0 | 0 | 92.504 | 123.9436 | 85.2895 | 0 | 0 | 172.3212 | 0 | 208.5934 | 217.6736 | 243.3849 | 99.151 | 0 | 0 | 198.2766 | 81.5633 | 0 | 268.4026 | 0 | 151.7188 | 0 | 73.0823 | 0 | 341.4626 | 350.5126 | 238.7764
| Ash disposal area development | INR Crores | 18.1764 | 0 | 0 | 0 | 20.9174 | 28.0266 | 19.286 | 58.186 | 0 | 0 | 0 | 29.3388 | 30.616 | 34.2323 | 10.9487 | 0 | 0 | 0 | 11.4719 | 21.2415 | 0 | 0 | 21.3394 | 0 | 10.2791 | 0 | 48.027 | 49.2999 | 33.5841
| Fire fighting System | INR Crores | 0 | 0 | 0 | 0 | 0 | 0 | 0 | 0 | 0 | 0 | 0 | 0 | 0 | 0 | 0 | 0 | 0 | 0 | 0 | 0 | 0 | 0 | 0 | 0 | 0 | 0 | 0 | 0 | 0
| Temp. construction & enabling works | INR Crores | 4.8025 | 0 | 0 | 0 | 5.5267 | 7.405 | 5.0956 | 16.5428 | 0 | 0 | 0 | 7.7517 | 8.0892 | 9.0447 | 2.502 | 0 | 0 | 0 | 3.0311 | 4.4431 | 0 | 0 | 5.6382 | 0 | 2.7159 | 0 | 12.6894 | 13.0257 | 8.8734
| Road & Drainage | INR Crores | 6.1702 | 0 | 0 | 0 | 7.1007 | 9.514 | 6.5469 | 10.493 | 0 | 0 | 0 | 9.9595 | 10.393 | 11.6206 | 6.8112 | 0 | 0 | 0 | 3.8943 | 16.4698 | 0 | 0 | 7.2439 | 0 | 3.4894 | 0 | 16.3034 | 16.7355 | 11.4006
| Off site civil works | INR Crores | 16.7251 | 0 | 0 | 0 | 19.2472 | 25.7888 | 17.7461 | 36.5428 | 0 | 0 | 0 | 26.9962 | 28.1714 | 31.4989 | 7.0842 | 0 | 0 | 0 | 10.5559 | 0 | 0 | 0 | 19.6355 | 0 | 9.4583 | 0 | 44.1922 | 45.3634 | 30.9025
| Raw water reservoir | INR Crores | 23.121 | 0 | 0 | 0 | 26.6076 | 35.6508 | 24.5324 | 50.5171 | 0 | 0 | 0 | 37.3199 | 38.9444 | 43.5445 | 9.7932 | 0 | 0 | 0 | 14.5927 | 0 | 0 | 0 | 27.1443 | 0 | 13.0753 | 0 | 61.0918 | 62.7109 | 42.72
12 | Initial Spares | INR Crores | 58.311 | 0 | 89.1 | 0 | 45.859 | 61.0771 | 60.7064 | 0 | 148.7585 | 145.9865 | 0 | 100.7435 | 81.73 | 0 | 0 | 140.437 | 161.6967 | 24.343 | 21.23 | 53.097 | 191.18 | 110 | 157.6307 | 0 | 83.7151 | 0 | 278.9412 | 278.644 | 299.6428
| - Initial Spares | INR Crores | 58.311 | 0 | 89.1 | 0 | 45.859 | 61.0771 | 60.7064 | 0 | 148.7585 | 145.9865 | 0 | 100.7435 | 81.73 | 0 | 0 | 140.437 | 161.6967 | 24.343 | 21.23 | 53.097 | 191.18 | 110 | 157.6307 | 0 | 83.7151 | 0 | 278.9412 | 278.644 | 299.6428
13 | Cooling Tower | INR Crores | 95.8049 | 0 | 0 | 0 | 95.958 | 121.868 | 96.6248 | 119.8009 | 147.1172 | 84.9459 | 0 | 0 | 195.0694 | 0 | 0 | 215.4195 | 126.5266 | 56.038 | 0 | 95.1543 | 241.3391 | 0 | 152.8573 | 0 | 77.7239 | 0 | 343.5162 | 353.2556 | 178.652
| - Cooling Tower | INR Crores | 95.8049 | 0 | 0 | 0 | 95.958 | 121.868 | 96.6248 | 119.8009 | 147.1172 | 84.9459 | 0 | 0 | 195.0694 | 0 | 0 | 215.4195 | 126.5266 | 56.038 | 0 | 95.1543 | 241.3391 | 0 | 152.8573 | 0 | 77.7239 | 0 | 343.5162 | 353.2556 | 178.652
Optional Packages (Includes Equipment Cost and Associated Civil Works)
1 | Desalination Plant | INR Crores | 0 | 0 | 0 | 0 | 0 | 0 | 0 | 0 | 123.3409 | 0 | 0 | 0 | 0 | 0 | 0 | 0 | 0 | 0 | 0 | 0 | 0 | 0 | 0 | 0 | 0 | 0 | 0 | 0 | 144.0553
| - Desalination Plant | INR Crores | 0 | 0 | 0 | 0 | 0 | 0 | 0 | 0 | 123.3409 | 0 | 0 | 0 | 0 | 0 | 0 | 0 | 0 | 0 | 0 | 0 | 0 | 0 | 0 | 0 | 0 | 0 | 0 | 0 | 144.0553
2 | MGR | INR Crores | 0 | 0 | 0 | 0 | 0 | 48.5357 | 33.399 | 0 | 0 | 0 | 0 | 0 | 42.1688 | 0 | 0 | 0 | 87.3618 | 0 | 0 | 50.1885 | 0 | 0 | 21.6517 | 0 | 10.4295 | 0 | 48.7362 | 50.0279 | 0
| - MGR | INR Crores | 0 | 0 | 0 | 0 | 0 | 48.5357 | 33.399 | 0 | 0 | 0 | 0 | 0 | 42.1688 | 0 | 0 | 0 | 87.3618 | 0 | 0 | 50.1885 | 0 | 0 | 21.6517 | 0 | 10.4295 | 0 | 48.7362 | 50.0279 | 0
3 | Railway Siding | INR Crores | 77.1887 | 0 | 0 | 0 | 0 | 0 | 0 | 0 | 0 | 139.2655 | 0 | 0 | 0 | 0 | 0 | 0 | 0 | 0 | 0 | 0 | 104.8806 | 0 | 0 | 0 | 0 | 0 | 0 | 0 | 0
| - Railway Siding | INR Crores | 77.1887 | 0 | 0 | 0 | 0 | 0 | 0 | 0 | 0 | 139.2655 | 0 | 0 | 0 | 0 | 0 | 0 | 0 | 0 | 0 | 0 | 104.8806 | 0 | 0 | 0 | 0 | 0 | 0 | 0 | 0
4 | Unloading Equipment at Jetty | INR Crores | 0 | 0 | 0 | 0 | 0 | 0 | 0 | 0 | 131.8533 | 0 | 0 | 0 | 266.5845 | 0 | 0 | 0 | 0 | 0 | 0 | 0 | 0 | 0 | 0 | 0 | 0 | 0 | 0 | 0 | 0
| - Unloading Equipment at Jetty | INR Crores | 0 | 0 | 0 | 0 | 0 | 0 | 0 | 0 | 131.8533 | 0 | 0 | 0 | 266.5845 | 0 | 0 | 0 | 0 | 0 | 0 | 0 | 0 | 0 | 0 | 0 | 0 | 0 | 0 | 0 | 0
5 | Rolling Stock/Locomotive | INR Crores | 23.5426 | 0 | 0 | 0 | 0 | 29.0314 | 19.9774 | 72.0386 | 0 | 13.2543 | 0 | 0 | 0 | 0 | 0 | 0 | 47.5009 | 60.705 | 0 | 62.7995 | 15.1415 | 0 | 30.8896 | 0 | 14.8794 | 0 | 69.5299 | 71.3726 | 0
| - Rolling Stock/Locomotive | INR Crores | 23.5426 | 0 | 0 | 0 | 0 | 29.0314 | 19.9774 | 72.0386 | 0 | 13.2543 | 0 | 0 | 0 | 0 | 0 | 0 | 47.5009 | 60.705 | 0 | 62.7995 | 15.1415 | 0 | 30.8896 | 0 | 14.8794 | 0 | 69.5299 | 71.3726 | 0
6 | FGD Plant | INR Crores | 0 | 0 | 0 | 0 | 0 | 0 | 0 | 0 | 0 | 0 | 0 | 0 | 181.7622 | 0 | 0 | 0 | 0 | 0 | 0 | 0 | 0 | 0 | 0 | 0 | 0 | 0 | 0 | 0 | 206.6864
| - FGD Plant | INR Crores | 0 | 0 | 0 | 0 | 0 | 0 | 0 | 0 | 0 | 0 | 0 | 0 | 181.7622 | 0 | 0 | 0 | 0 | 0 | 0 | 0 | 0 | 0 | 0 | 0 | 0 | 0 | 0 | 0 | 206.6864
7 | Township & Colony | INR Crores | 71.078 | 0 | 0 | 0 | 38.2228 | 51.1541 | 35.2008 | 53.5116 | 87.2935 | 120.0312 | 0 | 0 | 0 | 0 | 0 | 65.5529 | 0 | 0 | 0 | 26.0011 | 123.7833 | 0 | 74.5131 | 0 | 35.8927 | 0 | 167.723 | 172.1682 | 0
| - Township & Colony | INR Crores | 71.078 | 0 | 0 | 0 | 38.2228 | 51.1541 | 35.2008 | 53.5116 | 87.2935 | 120.0312 | 0 | 0 | 0 | 0 | 0 | 65.5529 | 0 | 0 | 0 | 26.0011 | 123.7833 | 0 | 74.5131 | 0 | 35.8927 | 0 | 167.723 | 172.1682 | 0
8 | Transmission Line Cost till Tie Point | INR Crores | 0 | 0 | 0 | 0 | 0 | 0 | 0 | 0 | 0 | 0 | 0 | 0 | 0 | 0 | 0 | 0 | 0 | 0 | 0 | 0 | 0 | 0 | 0 | 0 | 0 | 0 | 0 | 0 | 0
| - Transmission Line Cost till Tie Point | INR Crores | [26 empty] | 0 | 0
| Total Hard Cost (Excluding Taxes) | INR Crores | 2417.6318 | 1203.5365 | 1332.2513 | 1040.8472 | 2195.7952 | 2861.2726 | 2148.3024 | 3693.5378 | 4802.0841 | 3956.523 | 2281.4493 | 4071.9522 | 4088.4427 | 3719.7918 | 3862.1365 | 4338.801 | 4231.357 | 3047.2547 | 2684.4848 | 4083.86 | 5362.0265 | 2043.8297 | 4960.3419 | 1158.8881 | 2336.9986 | 4440.3434 | 8068.8129 | 8183.1015 | 6939.4248
| Taxes and Duties | INR Crores | [9 empty] | 0 | [10 empty] | 0 | 0 | 0 | 0 | 0 | 0 | 0 | 0 | 0
| - Taxes and Duties | INR Crores
| - Custom Duty | INR Crores
| Total Hard Cost (Including Taxes) | INR Crores | 2417.6318 | 1203.5365 | 1332.2513 | 1040.8472 | 2195.7952 | 2861.2726 | 2148.3024 | 3693.5378 | 4802.0841 | 3956.523 | 2281.4493 | 4071.9522 | 4088.4427 | 3719.7918 | 3862.1365 | 4338.801 | 4231.357 | 3047.2547 | 2684.4848 | 4083.86 | 5362.0265 | 2043.8297 | 4960.3419 | 1158.8881 | 2336.9986 | 4440.3434 | 8068.8129 | 8183.1015 | 6939.4248

## Escalated Cost (Per MW)
CERC
Capital Cost Benchmarking
Thermal Power Plants
| Name of the Plant |  | Bellary - I | Bhopallapally | Kaparkheda | Korba- Stage-III | Ramagundum Stage-III | Vindhyachal Stage-II | Bellary - II | Sipat STPS, Stage-II | Valur STPS Ph-I | Mauda | Marwa | DVC Koderma | Udipi, Lanco | Simadhri-I | Anpara-D | Simadhri STPS Stage-II | Vindhyanchal Stage-IV | Vindhyachal Stage-III | Rihand Stage-II | Talcher STPS Stage-II | Jhajjar | Malwa- MPPGCL | Raghunathpura | Kakatiya | TNEB , North Chennnai | Jindal, Orissa | Sipat Stage -I | Barh STPS | Krishnapattnam
| Unit Size |  | 500 | 500 | 500 | 500 | 500 | 500 | 500 | 500 | 500 | 500 | 500 | 500 | 507 | 500 | 500 | 500 | 500 | 500 | 500 | 500 | 500 | 600 | 600 | 600 | 600 | 600 | 660 | 660 | 800
| Number of Units |  | 1 | 1 | 1 | 1 | 1 | 1 | 1 | 2 | 2 | 2 | 2 | 2 | 2 | 2 | 2 | 2 | 2 | 2 | 2 | 2 | 3 | 2 | 2 | 1 | 1 | 4 | 3 | 3 | 2
| Type of Coal |  | Domestic | Domestic | Domestic | Domestic | Domestic | Domestic | Domestic | Domestic | Domestic | Domestic | Domestic | Domestic | Imported | Imported | Domestic | Domestic | Domestic | Domestic | Domestic | Domestic | Domestic | Domestic | Domestic | Domestic | 0 | Domestic | Domestic | Domestic | Imported
| Greenfield/ Extension |  | Greenfield | Greenfield | Extension | Extension | Extension | Extension | Extension | Greenfield | Greenfield | Greenfield | Greenfield | Greenfield | Greenfield | Greenfield | Extension | Extension | Extension | Extension | Extension | Extension | Greenfield | Greenfield | Greenfield | Greenfield | Greenfield | Greenfield | Greenfield | Greenfield | Greenfield
| Plant Location |  | Non-PitHead | 0 | Pit-Head | Pit-Head | Non Pit-Head | Pit-Head | Non-PitHead | Pit- Head | Pit- Head | Non Pit-Head | Pit-Head | Pit-Head | Coastal | Coastal | Pit-Head | Pit- Head | Pit- Head | Pit-Head | Pit -Head | Pit- Head | Non Pit-Head | Non-Pithead | Pit-Head | Non-Pithead | 0 | 0 | Pit-Head | Pit-Head | Coastal
| Month and Year of Award |  | 2004-06-01 | 2005-07-01 | 2007-01-01 | 2008-04-01 | 2005-03-01 | 2001-04-01 | 2006-08-06 | 2005-07-01 | 2007-04-01 | 2008-10-01 | 2008-12-01 | 2007-08-01 | 1905-06-27 | 2004-06-01 | 2009-01-01 | 2007-01-01 | 2008-10-01 | 2006-12-01 | 2005-08-01 | 2005-07-01 | 2008-04-01 | 2008-12-01 | 2007-12-01 | 2008-11-01 | 2008-07-01 | 2009-01-01 | 2007-03-01 | 2006-10-01 | 2008-07-01
Name of package
| Mandatoy Packages | Units
1 | Steam Generator | INR Crores | 1.2539 | 1.2551 | 1.088 | 1.0942 | 1.1696 | 1.1469 | 1.1914 | 1.2558 | 1.3062 | 1.1074 | 1.2148 | 1.265 | 0.72605 | 0.78577 | 1.6633 | 1.2883 | 1.229 | 1.1289 | 1.0741 | 1.6738 | 1.1079 | 0.98077 | 1.3232 | 1.175 | 1.1856 | 1.1264 | 1.0299 | 1.0374 | 1.3384
| - Steam Generator Island | INR Crores | 1.2539 | 1.2551 | 1.088 | 1.0942 | 1.1696 | 1.1469 | 1.1914 | 1.2558 | 1.3062 | 1.1074 | 1.2148 | 1.265 | 0.72605 | 0.78577 | 1.6633 | 1.2883 | 1.229 | 1.1289 | 1.0741 | 1.6738 | 1.1079 | 0.98077 | 1.3232 | 1.175 | 1.1856 | 1.1264 | 1.0299 | 1.0374 | 1.3384
| - ESP | INR Crores | 0 | 0 | 0 | 0 | 0 | 0 | 0 | 0 | 0 | 0 | 0 | 0 | 0 | 0 | 0 | 0 | 0 | 0 | 0 | 0 | 0 | 0 | 0 | 0 | 0 | 0 | 0 | 0 | 0
2 | Turbine Generator Island | INR Crores | 0.73183 | 0.81169 | 0.73235 | 0.66987 | 0.82591 | 1.0518 | 0.79776 | 0.84704 | 0.82412 | 0.63264 | 0.82629 | 0.73454 | 0.67238 | 0.61423 | 1.0226 | 0.89098 | 0.75441 | 0.68299 | 0.48668 | 0 | 0.62331 | 0 | 0.77326 | 0.72152 | 0.72212 | 0.69189 | 0.59867 | 0.60119 | 0.88939
| - Turbine Generator Island | INR Crores | 0.73183 | 0.80925 | 0.73235 | 0.66786 | 0.82591 | 1.0183 | 0.77764 | 0.84704 | 0.82412 | 0.63264 | 0.82629 | 0.73233 | 0.67238 | 0.61423 | 0.99878 | 0.89098 | 0.75441 | 0.68299 | 0.48668 |  | 0.62331 |  | 0.77326 | 0.72152 | 0.72212 | 0.69189 | 0.59867 | 0.60119 | 0.88939
| - HP/LP Piping | INR Crores | 0 | 0.0024376 | 0 | 0.0020117 | 0 | 0.033535 | 0.020121 | 0 | 0 | 0 | 0 | 0.0022059 | 0 | 0 | 0.023865 | 0 | 0 | 0 | 0 |  | 0 | 0 | 0 | 0 | 0 | 0 | 0 | 0 | 0
3 | Water System | INR Crores | 0.21715 | 0 | 0.25017 | 0 | 0.21833 | 0.30948 | 0.20712 | 0.18815 | 0.13493 | 0.14739 | 0 | 0.2234 | 0.1048 | 0.20496 | 0 | 0.099152 | 0.10794 | 0.040247 | 0.10601 | 0.09988 | 0.085587 | 0 | 0.16703 | 0 | 0.1651 | 0 | 0.14563 | 0.1488 | 0.13074
| - External water supply system | INR Crores | 0.11645 | 0 | 0.049179 | 0 | 0.04292 | 0.060839 | 0.040717 | 0.083531 | 0.041018 | 0.092502 | 0 | 0.10207 | 0.027678 | 0.054132 | 0 | 0.039196 | 0.02303 | 0.01321 | 0.027998 | 0.00062542 | 0.021538 | 0 | 0.044116 | 0 | 0.043605 | 0 | 0.036412 | 0.037206 | 0.03269
| - CW system | INR Crores | 0.027698 | 0 | 0.046704 | 0 | 0.04076 | 0.057777 | 0.038668 | 0.053911 | 0 | 0 | 0 | 0.037115 | 0.021213 | 0.041488 | 0 | 0 | 0 | 0.010802 | 0.021459 | 0.027881 | 0.021538 | 0 | 0.033812 | 0 | 0.033421 | 0 | 0.027908 | 0.028516 | 0.025055
| - DM water Plant | INR Crores | 0.013902 | 0 | 0.022574 | 0 | 0.019701 | 0.027926 | 0.01869 | 0.028619 | 0 | 0.013817 | 0 | 0.028447 | 0.010647 | 0.020823 | 0 | 0.015422 | 0.023335 | 0.0054009 | 0.01077 | 0.02638 | 0.011027 | 0 | 0.01697 | 0 | 0.016774 | 0 | 0.014007 | 0.014312 | 0.012575
| - Clarification plant (Water Treatment plant) | INR Crores | 0.01466 | 0 | 0.026769 | 0 | 0.023362 | 0.033115 | 0.022163 | 0 | 0 | 0.019001 | 0 | 0.014277 | 0.011228 | 0.021959 | 0 | 0.013548 | 0.037509 | 0.0054009 | 0.011357 | 0.032697 | 0.014443 | 0 | 0.017896 | 0 | 0.017689 | 0 | 0.014771 | 0.015093 | 0.013261
| - Chlorination Plant | INR Crores | 0.015407 | 0 | 0.06545 | 0 | 0.05712 | 0.080967 | 0.054188 | 0 | 0.057311 | 0 | 0 | 0.015056 | 0.0118 | 0.023078 | 0 | 0 | 0 | 0.0054333 | 0.011936 | 0 | 0 | 0 | 0.018808 | 0 | 0.01859 | 0 | 0.023286 | 0.023793 | 0.020905
| - Effluent Treatment Plant | INR Crores | 0.010339 | 0 | 0.01464 | 0 | 0.012777 | 0.018111 | 0.012121 | 0 | 0.012819 | 0 | 0 | 0.015824 | 0.0079183 | 0.015486 | 0 | 0 | 0 | 0 | 0.0080098 | 0 | 0 | 0 | 0.012621 | 0 | 0.012475 | 0 | 0.010417 | 0.010644 | 0.0093523
| - Sewage Treatment Plant | INR Crores | 0 | 0 | 0 | 0 | 0 | 0 | 0 | 0 | 0 | 0 | 0 | 0.010618 | 0 | 0 | 0 | 0 | 0 | 0 | 0 | 0 | 0 | 0 | 0 | 0 | 0 | 0 | 0 | 0 | 0
| - Fire Fighting System | INR Crores | 0.018687 | 0 | 0.024853 | 0 | 0.02169 | 0.030745 | 0.020576 | 0.02209 | 0.023785 | 0.022069 | 0 | 0 | 0.014312 | 0.02799 | 0 | 0.030986 | 0.024069 | 0 | 0.014477 | 0.012296 | 0.017041 | 0 | 0.022811 | 0 | 0.022547 | 0 | 0.018828 | 0.019238 | 0.016903
| - Central Monitoring System | INR Crores | 0 | 0 | 0 | 0 | 0 | 0 | 0 | 0 | 0 |  | 0 | 0 | 0 | 0 | 0 | 0 | 0 | 0 | 0 | 0 | 0 | 0 | 0 | 0 | 0 | 0 | 0 | 0 | 0
| - Dust Suppression System | INR Crores | 0 | 0 | 0 | 0 | 0 | 0 | 0 | 0 | 0 |  | 0 | 0 | 0 | 0 | 0 | 0 | 0 | 0 | 0 | 0 | 0 | 0 | 0 | 0 | 0 | 0 | 0 | 0 | 0
4 | Material Handling System | INR Crores | 0.41812 | 0 | 0 | 0 | 0.43278 | 0.63791 | 0.43897 | 0.29541 | 0.44292 | 0.39812 | 0 | 0.41918 | 0.29251 | 0.45166 | 0.32331 | 0.52523 | 0.67488 | 0.25626 | 0.29945 | 0.46514 | 0.37687 | 0 | 0.55304 | 0 | 0.53279 | 0 | 0.56222 | 0.57712 | 0.48652
| - Fuel Oil Handling & Storage system | INR Crores | 0.056034 | 0 | 0 | 0 | 0.076689 | 0.070826 | 0.060139 | 0.050858 | 0.058879 | 0.026913 | 0 | 0.04768 | 0.033271 | 0.051374 | 0 | 0.074893 | 0.026887 | 0.045322 | 0.034061 | 0.054291 | 0.062649 | 0 | 0.049991 | 0 | 0.048161 | 0 | 0.063949 | 0.065644 | 0.055339
| - Ash Handling System | INR Crores | 0.14806 | 0 | 0 | 0 | 0.16096 | 0.202 | 0.1504 | 0.08818 | 0.15243 | 0.13696 | 0 | 0.13511 | 0.094283 | 0.14558 | 0 | 0.16995 | 0.18973 | 0.067245 | 0.096521 | 0.15385 | 0.12146 | 0 | 0.14166 | 0 | 0.13648 | 0 | 0.18122 | 0.18602 | 0.15682
| - Coal Handling System | INR Crores | 0.21403 | 0 | 0 | 0 | 0.19513 | 0.36509 | 0.22842 | 0.15637 | 0.23161 | 0.23424 | 0 | 0.23639 | 0.16495 | 0.25471 | 0.32331 | 0.28039 | 0.45827 | 0.14369 | 0.16887 | 0.257 | 0.19276 | 0 | 0.36138 | 0 | 0.34815 | 0 | 0.31705 | 0.32545 | 0.27436
5 | Mechanical-Miscellaneous Package | INR Crores | 0.032945 | 0 | 0 | 0 | 0 | 0.05037 | 0.034661 | 0.015192 | 0.021322 | 0.02285 | 0 | 0.027861 | 0.019442 | 0 | 0 | 0.023198 | 0.016493 | 0 | 0.019903 | 0.031394 | 0.02297 | 0 | 0.019187 | 0 | 0.018485 | 0 | 0.026175 | 0.026869 | 0.022651
| - Air Compressor System | INR Crores | 0.019421 | 0 | 0 | 0 | 0 | 0.022972 | 0.015808 | 0 | 0.019278 | 0.015523 | 0 | 0.012925 | 0.0090193 |  | 0 | 0.021086 | 0.015955 | 0 | 0.0092334 | 0.013147 | 0.0088654 | 0 | 0.0089013 | 0 | 0.0085755 | 0 | 0.012143 | 0.012465 | 0.010508
| - AC Ventilation | INR Crores | 0.011183 | 0 | 0 | 0 | 0 | 0.023598 | 0.016239 | 0.015192 | 0 | 0 | 0 | 0.012352 | 0.0086189 |  | 0 | 0 | 0 | 0 | 0.0088235 | 0.018247 | 0.012665 | 0 | 0.0085062 | 0 | 0.0081948 | 0 | 0.011604 | 0.011912 | 0.010042
| - Workshop, Laboratory Equipment and Monitoring System & Equipment | INR Crores | 0.00234 | 0 | 0 | 0 | 0 | 0.0037999 | 0.0026148 | 0 | 0.0020444 | 0.0073272 | 0 | 0.0025845 | 0.0018035 |  | 0 | 0.0021127 | 0.00053703 | 0 | 0.0018463 | 0 | 0.0014397 | 0 | 0.0017799 | 0 | 0.0017147 | 0 | 0.0024281 | 0.0024925 | 0.0021012
6 | Switchyard Package | INR Crores | 0.098707 | 0 | 0.10721 | 0.065896 | 0 | 0.16866 | 0.0099631 | 0 | 0 | 0.10431 | 0.19342 | 0.073165 | 0.095499 | 0.12009 | 0 | 0.064106 | 0.030716 | 0.062956 | 0.048319 | 0.09159 | 0.061167 | 0 | 0.074865 | 0 | 0.071386 | 0 | 0.097503 | 0.096951 | 0.061233
| - Switchyard | INR Crores | 0.098707 | 0 | 0.10721 | 0.065896 | 0 | 0.16866 | 0.0099631 | 0 | 0 | 0.10431 | 0.19342 | 0.073165 | 0.095499 | 0.12009 | 0 | 0.064106 | 0.030716 | 0.062956 | 0.048319 | 0.09159 | 0.061167 | 0 | 0.074865 | 0 | 0.071386 | 0 | 0.097503 | 0.096951 | 0.061233
7 | Transformers, Switchgear, Cables, Cable Facilities, Grounding & Lighting Packages | INR Crores | 0.31533 | 0.26236 | 0.25611 | 0.21051 | 0.25076 | 0.36343 | 0.032192 | 0.31897 | 0.38279 | 0.24257 | 0.046933 | 0.23079 | 0.30508 | 0.38362 | 0.28582 | 0.2234 | 0.23482 | 0.21037 | 0.15436 | 0.17381 | 0.15917 | 0 | 0.20122 | 0 | 0.19187 | 0 | 0.26207 | 0.26059 | 0.1755
| - Transformers | INR Crores | 0.2453 | 0.2041 | 0.19924 | 0.16376 | 0.19507 | 0.35131 | 0.024688 | 0.20698 | 0.38279 | 0.24257 | 0.046327 | 0.17954 | 0.23733 | 0.29843 | 0.22963 | 0.2234 | 0.23482 | 0.1657 | 0.12008 | 0.10062 | 0.15917 | 0 | 0.15654 | 0 | 0.14926 | 0 | 0.20387 | 0.20272 | 0.1347
| - Switchgear | INR Crores | 0.034629 | 0.028812 | 0.028126 | 0.023118 | 0.027538 | 0.0059962 | 0.003711 | 0.051557 | 0 | 0 | 0.0003843 | 0.025345 | 0.033503 | 0.042128 | 0.02893 | 0 | 0 | 0.022086 | 0.016951 | 0.040017 | 0 | 0 | 0.022098 | 0 | 0.021071 | 0 | 0.02878 | 0.028617 | 0.020174
| - Cable and Cable Facilities | INR Crores | 0.019843 | 0.01651 | 0.016117 | 0.013247 | 0.01578 | 0.003436 | 0.0021265 | 0.019947 | 0 | 0 | 9.9527e-05 | 0.014523 | 0.019198 | 0.024141 | 0.019444 | 0 | 0 | 0.012656 | 0.0097136 | 0.032527 | 0 | 0 | 0.012663 | 0 | 0.012074 | 0 | 0.016492 | 0.016398 | 0.01156
| - Grounding & Lighting Packages | INR Crores | 0.015554 | 0.012941 | 0.012633 | 0.010384 | 0.012369 | 0.0026933 | 0.0016669 | 0.040491 | 0 | 0 | 0.00012267 | 0.011384 | 0.015049 | 0.018923 | 0.0078163 | 0 | 0 | 0.0099206 | 0.0076141 | 0.00064198 | 0 | 0 | 0.0099259 | 0 | 0.0094646 | 0 | 0.012927 | 0.012854 | 0.0090614
8 | Emergency DG Set | INR Crores | 0.0032735 | 0.0027236 | 0.0064737 | 0.0021854 | 0.0026122 | 0.00061705 | 0.00038188 | 0.0027972 | 0.0072739 | 0.0036739 | 1.1183e-05 | 0.0023959 | 0.0031671 | 0.0039825 | 0.003029 | 0.0038766 | 0 | 0.0020879 | 0.0016025 | 0.0020635 | 0.0023359 | 0 | 0.0024828 | 0 | 0.0023674 | 0 | 0.0032336 | 0.0032153 | 0.002901
| - Emergency DG Set | INR Crores | 0.0032735 | 0.0027236 | 0.0064737 | 0.0021854 | 0.0026122 | 0.00061705 | 0.00038188 | 0.0027972 | 0.0072739 | 0.0036739 | 1.1183e-05 | 0.0023959 | 0.0031671 | 0.0039825 | 0.003029 | 0.0038766 | 0 | 0.0020879 | 0.0016025 | 0.0020635 | 0.0023359 | 0 | 0.0024828 | 0 | 0.0023674 | 0 | 0.0032336 | 0.0032153 | 0.002901
9 | C & I Package | INR Crores | 0.077 | 0.075208 | 0.045995 | 0.039069 | 0.039069 | 0.03911 | 0.038873 | 0.04752 | 0.04193 | 0.035417 | 0 | 0.037363 | 0.070936 | 0 | 0.050222 | 0.036508 | 0 | 0.0339 | 0 | 0.050567 | 0.03697 | 0.028684 | 0.034372 | 0.034937 | 0.036509 | 0.031894 | 0.044784 | 0.044737 | 0.044737
| - C & I Package | INR Crores | 0.077 | 0.075208 | 0.045995 | 0.039069 | 0.039069 | 0.03911 | 0.038873 | 0.04752 | 0.04193 | 0.035417 | 0 | 0.037363 | 0.070936 | 0 | 0.050222 | 0.036508 | 0 | 0.0339 | 0 | 0.050567 | 0.03697 | 0.028684 | 0.034372 | 0.034937 | 0.036509 | 0.031894 | 0.044784 | 0.044737 | 0.044737
10 | Chimney | INR Crores | 0.054521 | 0 | 0 | 0 | 0 | 0.06722 | 0.046256 | 0.035484 | 0.070155 | 0.035331 | 0 | 0 | 0 | 0 | 0 | 0.053383 | 0.049703 | 0 | 0 | 0 | 0.041694 | 0 | 0.039999 | 0 | 0.038535 | 0 | 0.054566 | 0.056013 | 0.041279
| - Chimney | INR Crores | 0.054521 | 0 | 0 | 0 | 0 | 0.06722 | 0.046256 | 0.035484 | 0.070155 | 0.035331 | 0 | 0 | 0 | 0 | 0 | 0.053383 | 0.049703 | 0 | 0 | 0 | 0.041694 | 0 | 0.039999 | 0 | 0.038535 | 0 | 0.054566 | 0.056013 | 0.041279
11 | Civil Works | INR Crores | 0.98061 | 0 | 0 | 0 | 1.0924 | 1.4637 | 1.0072 | 0.44179 | 0.93206 | 0.7233 | 0 | 0.95753 | 0.98541 | 1.1172 | 0.51384 | 0.70924 | 0.66034 | 0.4385 | 0.37441 | 0.044224 | 0.6058 | 0 | 0.58037 | 0 | 0.55913 | 0 | 0.79164 | 0.81262 | 0.62565
| SG Area Civil Work | INR Crores | 0.45363 | 0 | 0 | 0 | 0.59842 | 0.8018 | 0.55175 | 0.12898 | 0.93206 | 0.55098 | 0 | 0.53223 | 0.54772 | 0.621 | 0.34942 | 0.70924 | 0.66034 | 0.24022 | 0.20811 | 0 | 0.42686 | 0 | 0.32259 | 0 | 0.31078 | 0 | 0.44002 | 0.45168 | 0.32137
| TG Area Civil Work | INR Crores | 0.12863 | 0 | 0 | 0 | 0.14803 | 0.19834 | 0.13648 | 0.14052 | 0 | 0 | 0 | 0.10381 | 0.10684 | 0.12113 | 0.027242 | 0 | 0 | 0 | 0.040592 | 0 | 0 | 0 | 0.062923 | 0 | 0.060619 | 0 | 0.085827 | 0.088102 | 0.074271
| CW system | INR Crores | 0 | 0 | 0 | 0 | 0 | 0 | 0 | 0 | 0 | 0 | 0 | 0 | 0 | 0 | 0 | 0 | 0 | 0 | 0 | 0 | 0 | 0 | 0 | 0 | 0 | 0 | 0 | 0 | 0
| DM water Plant | INR Crores | 0 | 0 | 0 | 0 | 0 | 0 | 0 | 0 | 0 | 0 | 0 | 0 | 0 | 0 | 0 | 0 | 0 | 0 | 0 | 0 | 0 | 0 | 0 | 0 | 0 | 0 | 0 | 0 | 0
| Clarification plant | INR Crores | 0 | 0 | 0 | 0 | 0 | 0 | 0 | 0 | 0 | 0 | 0 | 0 | 0 | 0 | 0 | 0 | 0 | 0 | 0 | 0 | 0 | 0 | 0 | 0 | 0 | 0 | 0 | 0 | 0
| Chlorination plant | INR Crores | 0 | 0 | 0 | 0 | 0 | 0 | 0 | 0 | 0 | 0 | 0 | 0 | 0 | 0 | 0 | 0 | 0 | 0 | 0 | 0 | 0 | 0 | 0 | 0 | 0 | 0 | 0 | 0 | 0
| Fuel Handiling & Storage System | INR Crores | 0.0018943 | 0 | 0 | 0 | 0.0021799 | 0.0029208 | 0.0020099 | 0 | 0 | 0 | 0 | 0.0015288 | 0.0015733 | 0.0017838 | 0.0008922 | 0 | 0 | 0 | 0.00059777 | 0.0020694 | 0 | 0 | 0.00092661 | 0 | 0.00089269 | 0 | 0.0012639 | 0.0012974 | 0.0010937
| Coal Handling Plant | INR Crores | 0 | 0 | 0 | 0 | 0 | 0 | 0 | 0 | 0 | 0 | 0 | 0 | 0 | 0 | 0 | 0 | 0 | 0 | 0 | 0 | 0 | 0 | 0 | 0 | 0 | 0 | 0 | 0 | 0
| Ash Handling System | INR Crores | 0.25846 | 0 | 0 | 0 | 0.18501 | 0.24789 | 0.17058 | 0 | 0 | 0.17232 | 0 | 0.20859 | 0.21467 | 0.24338 | 0.099151 | 0 | 0 | 0.19828 | 0.081563 | 0 | 0.17894 | 0 | 0.12643 | 0 | 0.1218 | 0 | 0.17246 | 0.17703 | 0.14924
| Ash disposal area development | INR Crores | 0.036353 | 0 | 0 | 0 | 0.041835 | 0.056053 | 0.038572 | 0.058186 | 0 | 0 | 0 | 0.029339 | 0.030193 | 0.034232 | 0.010949 | 0 | 0 | 0 | 0.011472 | 0.021242 | 0 | 0 | 0.017783 | 0 | 0.017132 | 0 | 0.024256 | 0.024899 | 0.02099
| Fire fighting System | INR Crores | 0 | 0 | 0 | 0 | 0 | 0 | 0 | 0 | 0 | 0 | 0 | 0 | 0 | 0 | 0 | 0 | 0 | 0 | 0 | 0 | 0 | 0 | 0 | 0 | 0 | 0 | 0 | 0 | 0
| Temp. construction & enabling works | INR Crores | 0.009605 | 0 | 0 | 0 | 0.011053 | 0.01481 | 0.010191 | 0.016543 | 0 | 0 | 0 | 0.0077517 | 0.0079775 | 0.0090447 | 0.002502 | 0 | 0 | 0 | 0.0030311 | 0.0044431 | 0 | 0 | 0.0046985 | 0 | 0.0045265 | 0 | 0.0064088 | 0.0065787 | 0.0055459
| Road & Drainage | INR Crores | 0.01234 | 0 | 0 | 0 | 0.014201 | 0.019028 | 0.013094 | 0.010493 | 0 | 0 | 0 | 0.0099595 | 0.01025 | 0.011621 | 0.0068112 | 0 | 0 | 0 | 0.0038943 | 0.01647 | 0 | 0 | 0.0060366 | 0 | 0.0058156 | 0 | 0.008234 | 0.0084523 | 0.0071254
| Off site civil works | INR Crores | 0.03345 | 0 | 0 | 0 | 0.038494 | 0.051578 | 0.035492 | 0.036543 | 0 | 0 | 0 | 0.026996 | 0.027782 | 0.031499 | 0.0070842 | 0 | 0 | 0 | 0.010556 | 0 | 0 | 0 | 0.016363 | 0 | 0.015764 | 0 | 0.022319 | 0.022911 | 0.019314
| Raw water reservoir | INR Crores | 0.046242 | 0 | 0 | 0 | 0.053215 | 0.071302 | 0.049065 | 0.050517 | 0 | 0 | 0 | 0.03732 | 0.038407 | 0.043544 | 0.0097932 | 0 | 0 | 0 | 0.014593 | 0 | 0 | 0 | 0.02262 | 0 | 0.021792 | 0 | 0.030854 | 0.031672 | 0.0267
12 | Initial Spares | INR Crores | 0.11662 | 0 | 0.1782 | 0 | 0.091718 | 0.12215 | 0.12141 | 0 | 0.14876 | 0.14599 | 0 | 0.10074 | 0.080602 | 0 | 0 | 0.14044 | 0.1617 | 0.024343 | 0.02123 | 0.053097 | 0.12745 | 0.091667 | 0.13136 | 0 | 0.13953 | 0 | 0.14088 | 0.14073 | 0.18728
| - Initial Spares | INR Crores | 0.11662 | 0 | 0.1782 | 0 | 0.091718 | 0.12215 | 0.12141 | 0 | 0.14876 | 0.14599 | 0 | 0.10074 | 0.080602 | 0 | 0 | 0.14044 | 0.1617 | 0.024343 | 0.02123 | 0.053097 | 0.12745 | 0.091667 | 0.13136 | 0 | 0.13953 | 0 | 0.14088 | 0.14073 | 0.18728
13 | Cooling Tower | INR Crores | 0.19161 | 0 | 0 | 0 | 0.19192 | 0.24374 | 0.19325 | 0.1198 | 0.14712 | 0.084946 | 0 | 0 | 0.19238 | 0 | 0 | 0.21542 | 0.12653 | 0.056038 | 0 | 0.095154 | 0.16089 | 0 | 0.12738 | 0 | 0.12954 | 0 | 0.17349 | 0.17841 | 0.11166
| - Cooling Tower | INR Crores | 0.19161 | 0 | 0 | 0 | 0.19192 | 0.24374 | 0.19325 | 0.1198 | 0.14712 | 0.084946 | 0 | 0 | 0.19238 | 0 | 0 | 0.21542 | 0.12653 | 0.056038 | 0 | 0.095154 | 0.16089 | 0 | 0.12738 | 0 | 0.12954 | 0 | 0.17349 | 0.17841 | 0.11166
| Sub Total |  | 4.4916 | 2.4071 | 2.6645 | 2.0817 | 4.3151 | 5.6651 | 4.1195 | 3.568 | 4.4596 | 3.684 | 2.2814 | 4.072 | 3.5483 | 3.6815 | 3.8621 | 4.2732 | 4.0465 | 2.9365 | 2.5861 | 2.7807 | 3.4121 | 1.1011 | 4.0277 | 1.9315 | 3.793 | 1.8501 | 3.9307 | 3.9846 | 4.1179
Optional Packages (Includes Equipment Cost and Associated Civil Works)
1 | Desalination Plant | INR Crores | 0 | 0 | 0 | 0 | 0 | 0 | 0 | 0 | 0.12334 | 0 | 0 | 0 | 0 | 0 | 0 | 0 | 0 | 0 | 0 | 0 | 0 | 0 | 0 | 0 | 0 | 0 | 0 | 0 | 0.090035
| - Desalination Plant | INR Crores | 0 | 0 | 0 | 0 | 0 | 0 | 0 | 0 | 0.12334 | 0 | 0 | 0 | 0 | 0 | 0 | 0 | 0 | 0 | 0 | 0 | 0 | 0 | 0 | 0 | 0 | 0 | 0 | 0 | 0.090035
2 | MGR | INR Crores | 0 | 0 | 0 | 0 | 0 | 0.097071 | 0.066798 | 0 | 0 | 0 | 0 | 0 | 0.041587 | 0 | 0 | 0 | 0.087362 | 0 | 0 | 0.050188 | 0 | 0 | 0.018043 | 0 | 0.017383 | 0 | 0.024614 | 0.025267 | 0
| - MGR | INR Crores | 0 | 0 | 0 | 0 | 0 | 0.097071 | 0.066798 | 0 | 0 | 0 | 0 | 0 | 0.041587 | 0 | 0 | 0 | 0.087362 | 0 | 0 | 0.050188 | 0 | 0 | 0.018043 | 0 | 0.017383 | 0 | 0.024614 | 0.025267 | 0
3 | Railway Siding | INR Crores | 0.15438 | 0 | 0 | 0 | 0 | 0 | 0 | 0 | 0 | 0.13927 | 0 | 0 | 0 | 0 | 0 | 0 | 0 | 0 | 0 | 0 | 0.06992 | 0 | 0 | 0 | 0 | 0 | 0 | 0 | 0
| - Railway Siding | INR Crores | 0.15438 | 0 | 0 | 0 | 0 | 0 | 0 | 0 | 0 | 0.13927 | 0 | 0 | 0 | 0 | 0 | 0 | 0 | 0 | 0 | 0 | 0.06992 | 0 | 0 | 0 | 0 | 0 | 0 | 0 | 0
4 | Unloading Equipment at Jetty | INR Crores | 0 | 0 | 0 | 0 | 0 | 0 | 0 | 0 | 0.13185 | 0 | 0 | 0 | 0.2629 | 0 | 0 | 0 | 0 | 0 | 0 | 0 | 0 | 0 | 0 | 0 | 0 | 0 | 0 | 0 | 0
| - Unloading Equipment at Jetty | INR Crores | 0 | 0 | 0 | 0 | 0 | 0 | 0 | 0 | 0.13185 | 0 | 0 | 0 | 0.2629 | 0 | 0 | 0 | 0 | 0 | 0 | 0 | 0 | 0 | 0 | 0 | 0 | 0 | 0 | 0 | 0
5 | Rolling Stock/Locomotive | INR Crores | 0.047085 | 0 | 0 | 0 | 0 | 0.058063 | 0.039955 | 0.072039 | 0 | 0.013254 | 0 | 0 | 0 | 0 | 0 | 0 | 0.047501 | 0.060705 | 0 | 0.062799 | 0.010094 | 0 | 0.025741 | 0 | 0.024799 | 0 | 0.035116 | 0.036047 | 0
| - Rolling Stock/Locomotive | INR Crores | 0.047085 | 0 | 0 | 0 | 0 | 0.058063 | 0.039955 | 0.072039 | 0 | 0.013254 | 0 | 0 | 0 | 0 | 0 | 0 | 0.047501 | 0.060705 | 0 | 0.062799 | 0.010094 | 0 | 0.025741 | 0 | 0.024799 | 0 | 0.035116 | 0.036047 | 0
6 | FGD Plant | INR Crores | 0 | 0 | 0 | 0 | 0 | 0 | 0 | 0 | 0 | 0 | 0 | 0 | 0.17925 | 0 | 0 | 0 | 0 | 0 | 0 | 0 | 0 | 0 | 0 | 0 | 0 | 0 | 0 | 0 | 0.12918
| - FGD Plant | INR Crores | 0 | 0 | 0 | 0 | 0 | 0 | 0 | 0 | 0 | 0 | 0 | 0 | 0.17925 | 0 | 0 | 0 | 0 | 0 | 0 | 0 | 0 | 0 | 0 | 0 | 0 | 0 | 0 | 0 | 0.12918
7 | Township & Colony | INR Crores | 0.14216 | 0 | 0 | 0 | 0.076446 | 0.10231 | 0.070402 | 0.053512 | 0.087294 | 0.12003 | 0 | 0 | 0 | 0 | 0 | 0.065553 | 0 | 0 | 0 | 0.026001 | 0.082522 | 0 | 0.062094 | 0 | 0.059821 | 0 | 0.084709 | 0.086954 | 0
| - Township & Colony | INR Crores | 0.14216 | 0 | 0 | 0 | 0.076446 | 0.10231 | 0.070402 | 0.053512 | 0.087294 | 0.12003 | 0 | 0 | 0 | 0 | 0 | 0.065553 | 0 | 0 | 0 | 0.026001 | 0.082522 | 0 | 0.062094 | 0 | 0.059821 | 0 | 0.084709 | 0.086954 | 0
8 | Transmission Line Cost till Tie Point | INR Crores | 0 | 0 | 0 | 0 | 0 | 0 | 0 | 0 | 0 | 0 | 0 | 0 | 0 | 0 | 0 | 0 | 0 | 0 | 0 | 0 | 0 | 0 | 0 | 0 | 0 | 0 | 0 | 0 | 0
| - Transmission Line Cost till Tie Point | INR Crores | 0 | 0 | 0 | 0 | 0 | 0 | 0 | 0 | 0 | 0 | 0 | 0 | 0 | 0 | 0 | 0 | 0 | 0 | 0 | 0 | 0 | 0 | 0 | 0 | 0 | 0 | 0 | 0 | 0
| Total Hard Cost (Excluding Taxes) | INR Crores | 4.8353 | 2.4071 | 2.6645 | 2.0817 | 4.3916 | 5.9225 | 4.2966 | 3.6935 | 4.8021 | 3.9565 | 2.2814 | 4.072 | 4.032 | 3.6815 | 3.8621 | 4.3388 | 4.1814 | 2.9973 | 2.5861 | 2.9197 | 3.5747 | 1.1011 | 4.1336 | 1.9315 | 3.895 | 1.8501 | 4.0752 | 4.1329 | 4.3371
| Taxes and Duties | INR Crores | 0 | 0 | 0 | 0 | 0 | 0 | 0 | 0 | 0 | 0 | 0 | 0 | 0 | 0 | 0 | 0 | 0 | 0 | 0 | 0 | 0
| - Taxes and Duties | INR Crores
| - Custom Duty | INR Crores
| Total Hard Cost (Including Taxes) | INR Crores | 4.8353 | 2.4071 | 2.6645 | 2.0817 | 4.3916 | 5.9225 | 4.2966 | 3.6935 | 4.8021 | 3.9565 | 2.2814 | 4.072 | 4.032 | 3.6815 | 3.8621 | 4.3388 | 4.1814 | 2.9973 | 2.5861 | 2.9197 | 3.5747 | 1.1011 | 4.1336 | 1.9315 | 3.895 | 1.8501 | 4.0752 | 4.1329 | 4.3371

## Variables
CERC
Capital Cost Benchmarking
Thermal Power Plants
| Variable | Parameters for Variables | Reduction/Escalation | Value in Percentage | Reduction/Escalation | Value in Percentage | Reduction/Escalation | Value in Percentage | Reduction/Escalation | Value in Percentage | Value in Percentage
|  |  | 500 | 500 | 600 | 600 | 660 | 660 | 800 | 800 | 800
| Calorific Value of Coal | 3000-4000 Kcal/Kg | Base Cost | 100% | Base Cost | 100% | Increased by 1 % | 101% | Increased by 2 % | 102% | 102%
|  | 3800-4800 Kcal/Kg | Reduction by 0.5% | 99.5% | Reduction by 0.5% | 99.5% | Base Cost | 100% | Base Case | 100% | 100%
|  | 4400-5500 Kcal/Kg | Reduction by 1% | 99% | Reduction by 1% | 99% | Reduction by 1% | 99% | Reduction by 1% | 99% | 99%
|  | Above 5000 Kcal/Kg | Reduction by 3% | 97% | Reduction by 3% | 97% | Reduction by 2 % | 98% | Reduction by 2 % | 98% | 98%
| Ash Content in Coal | Below 25% | Reduction by 2 % | 98% | Reduction by 2 % | 98% | Reduction by 2 % | 98% | Base Cost | 100% | 100%
|  | 25-35% | Reduction by 1% | 99% | Reduction by 1% | 99% | Reduction by 1% | 99% | Escalation by 1% | 101% | 101%
|  | 35-40% | Base Cost | 100% | Base Cost | 100% | Base Cost | 100% | Escalation by 2% |  | 0%
|  | 40-45% | Escalation by 3% | 101% | Escalation by 3% | 101% | Escalation by 2% | 102% | Escalation by 3 % | 103% | 103%
| Moisture Content in Coal | Less than 8% | Reduction by 1 % | 99% | Reduction by 1 % | 99% | Reduction by 1 % | 99% | Reduction by 1 % | 99% | 99%
|  | 8%- 15% | Base Cost | 100% | Base Cost | 100% | Base Cost | 100% | Base Cost | 100% | 100%
|  | More than 15% | Escalation by 2% | 101% | Escalation by 2% | 101% | Escalation by 1% | 101% | Escalation by 1% | 101% | 101%
| Boiler Efficiency | 85% | Reduction by 2% | 98% | Reduction by 2% | 98% | Reduction by 2 % | 98% | Reduction by 2 % | 98% | 98%
|  | 86% | Base Cost | 100% | Base Cost | 100% | Base Cost | 100% | Base Cost | 100% | 100%
|  | 87% | Escalation by 1% | 101% | Escalation by 1% | 101% | Escalation by 1% | 101% | Escalation by 1% | 101% | 101%
|  | 88% | Escalation by 2% | 102% | Escalation by 2% | 102% | Escalation by 2% | 102% | Escalation by 2% | 102% | 102%
|  | 88.5% | Escalation by 3% | 103% | Escalation by 3% | 103% | Escalation by 3% | 103% | Escalation by 3% | 103% | 103%
|  | 89% | Escalation by 4% | 104% | Escalation by 4% | 104% | Escalation by 4 % | 104% | Escalation by 4 % | 104% | 104%
| Suspended Particulate Matter | 50-100 ppm | Base Cost | 100% | Base Cost | 100% | Base Cost | 100% | Reduction by 2 % | 98% | 98%
|  | 25- 50 ppm | Escalation by 1% | 101% | Escalation by 1% | 101% | Escalation by 1% | 101% | Base Cost | 100% | 100%
|  | Below 20 ppm | Escalation by 2% | 102% | Escalation by 2% | 102% | Escalation by 2% | 102% | Escalation by 2% | 102% | 102%
| Ash Utilisation | Fly Ash Utilisation (80%) | Base Cost | 100% | Base Cost | 100% | Base Cost | 100% | Base Cost | 100% | 100%
|  | Fly Ash + Bottom Ash Utilisation (100%) | Escalation by 5 % | 105% | Escalation by 5 % | 105% | Escalation by 5 % | 105% | Escalation by 5 % | 105% | 105%
| Boiler Configuration | Tower Type | Base Cost | 100% | Base Cost | 100% | Base Cost | 100% | Base Cost | 100% | 100%
|  | Double Pass Type | Escalation by 6% | 106% | Escalation by 6% | 106% | Escalation by 6% | 106% | Escalation by 6% | 106% | 106%
| Turbine Heat Rate | 1950 Kcal/Kwh | Base Cost | 100% | Base Cost | 100% |  | 100% |  | 100% | 100%
|  | 1930 Kcal/Kwh | Escalation by 0.5% | 100.5% | Escalation by 0.5% | 100.5% |  | 100% |  | 100% | 100%
|  | 1895 Kcal/Kwh | Escalation by 1% | 101% | Escalation by 1% | 101% | Reduction by 1 % | 99% |  | 100% | 100%
|  | 1875 Kcal/Kwh |  |  |  |  | Base Cost | 100% | Increased by 2 % | 102% | 102%
|  | 1850 Kcal/Kwh |  |  |  |  | Increased by 1 % | 101% | Increased by 1 % | 101% | 101%
|  | 1825 Kcal/Kwh | [5 empty] | 100% | Base Cost | 100% | 100%
| CW Temprature (Turbine Generator Island) | 33 Degree Celsius | Base Cost | 100% | Base Cost | 100% | Base Cost | 100% | Base Cost | 100% | 100%
|  | 30 Degree Celsius | Escalation by 0.5% | 100.5% | Escalation by 0.5% | 100.5% | Escalation by 0.1% | 100.1% | Escalation by 0.1% | 100.1% | 100.1%
|  | 27 Degree Celsius | Escalation by 1% | 101% | Escalation by 1% | 101% | Escalation by 0.2% | 100.2% | Escalation by 0.2% | 100.2% | 100.2%
| CW Temprature (Cooling Tower) | 33 Degree Celsius | Base Cost | 100% | Base Cost | 100% | Base Cost | 100% | Base Cost | 100% | 100%
|  | 30 Degree Celsius | Escalation by 3% | 103% | Escalation by 3% | 103% | Escalation by 3% | 103% | Escalation by 3% | 103% | 103%
|  | 27 Degree Celsius | Escalation by 6% | 106% | Escalation by 6% | 106% | Escalation by 6% | 106% | Escalation by 6% | 106% | 106%
| Distance of Water Source (River) | 2 km | Reduction by 25% | 75% | Reduction by 25% | 75% | Reduction by 25% | 75% | Reduction by 25% | 75% | 75% | [9 empty] | No. of Bays | No. of Bays
|  | 5 km | Base Cost | 100% | Base Cost | 100% | Base Cost | 100% | Base Cost | 100% | 100% | [7 empty] | 2.25 | 1 x 500 | 5 | 5 | 3.5
|  | 10 km | Escalation by 50% | 150% | Escalation by 50% | 150% | Escalation by 50% | 150% | Escalation by 50% | 150% | 150% | [8 empty] | 2 x500 | 7 | 5
|  | 20 km | Escalation by 150% | 250% | Escalation by 150% | 250% | Escalation by 150% | 250% | Escalation by 150% | 250% | 250% | [8 empty] | 3 x 500 | 9 | 8
|  | 30 km | Escalation by 250% | 350% | Escalation by 250% | 350% | Escalation by 250% | 250% | Escalation by 250% | 350% | 350%
[21 empty] | 47.25 | 63
| Raw Water System | River Water | Base Cost | 100% | Base Cost | 100% | Base Cost | 100% | Reduction by 50 % | 50% | 50%
|  | Onshore Coastal | Escalation by 50% | 150% | Escalation by 50% | 150% | Escalation by 50% | 150% | Base Cost | 100% | 100% | [10 empty] | 133.3%
|  | Offshore Coastal | Escalation by 100% | 200% | Escalation by 100% | 200% | Escalation by 100% | 200% | Escalation by 100% | 200% | 200% | [9 empty] | Extension
[21 empty] | 400 | 765
| Clarification Plant | Without Clarifier | Reduction by 30% | 70% | Reduction by 30% | 70% | Reduction by 30% | 70% | Reduction by 30% | 70% | 70% | [9 empty] | No. of Bays | No. of Bays
|  | With Clarifier | Base Cost | 100% | Base Cost | 100% | Base Cost | 100% | Base Cost | 100% | 100% | [7 empty] | 2.25 | 1 x 500 | 3 | 3 | 3.5
[20 empty] | 2 x500 | 4 | 4
| Evacuation Voltage Level | 400 kV | Base Cost | 100% | Base Cost | 100% | Reduction by 50 % | 50% | Reduction by 50 % | 50% | 50% | [8 empty] | 3 x 500 | 5 | 5
|  | 765 kV | Escalation by 100% | 200% | Escalation by 100% | 200% | Base Cost | 100% | Base Cost | 100% | 100% | [9 empty] | 27 | 42
155.6%
| Mode of Unloading Fuel Oil | Train | Base Cost | 100% | Base Cost | 100% | Base Cost | 100% | Base Cost | 100% | 100% | [9 empty] | 20.25 | 21
|  | Truck | Reduction by 80% | 20% | Reduction by 80% | 20% | Reduction by 80% | 20% | Reduction by 80% | 20% | 20% | [9 empty] | 42.86% | 33.33%
| Foundation Type | Raft Type | Base Cost | 100% | Base Cost | 100% | Base Cost | 100% | Escalation by 10% | 110% | 110%
|  | Pile Type | Escalation by 1% | 101% | Escalation by 1% | 101% | Escalation by 1% | 101% | Base Cost | 100% | 100%
| Type of Soil | Hard Soil | Base Cost | 100% | Base Cost | 100% | Base Cost | 100% | Reduction by 15 % | 85% | 85%
|  | Loose Soil | Reduction by 15% | 85% | Reduction by 15% | 85% | Reduction by 15% | 85% | Base Cost | 100% | 100%
| Seismic and Wind Zone | Low | Base Cost | 100% | Base Cost | 100% | Base Cost | 100% | Base Cost | 100% | 100%
|  | High | Escalation by 10% | 110% | Escalation by 10% | 110% | Escalation by 10% | 110% | Escalation by 10% | 110% | 110%
| Type of Fly Ash Disposal | Dry Fly Ash Disposal at 1 km | Base Cost | 100% | Base Cost | 100% | Base Cost | 100% | Base Cost | 100% | 100%
|  | Dry Fly Ash Disposal at 2 km | Escalation by 23% | 120% | Escalation by 23% | 120% | Escalation by 23% | 123% | Escalation by 23% | 123% | 123%
|  | Dry Fly Ash Disposal at 3 km | Escalation by 44% | 140% | Escalation by 44% | 140% | Escalation by 44% | 144% | Escalation by 44% | 144% | 144%
|  | HCSS at 2 km | Escalation by 72% | 170% | Escalation by 72% | 170% | Escalation by 72% | 172% | Escalation by 72% | 172% | 172%
|  | HCSS at 3 km | Escalation by 83% | 180% | Escalation by 83% | 180% | Escalation by 83% | 183% | Escalation by 83% | 183% | 183% | [5 empty] | 4 | 66.67%
|  | HCSS at 5 km | Escalation by 90% | 190% | Escalation by 90% | 190% | Escalation by 90% | 190% | Escalation by 90% | 190% | 190% | [5 empty] | 6
|  | Fly Wet Ash Disposal at 2 km | Escalation by 44% | 145% | Escalation by 44% | 145% | Escalation by 44% | 144% | Escalation by 44% | 144% | 144% | [5 empty] | 9 | 33.33%
|  | Fly Wet Ash Disposal at 3 km | Escalation by 62% | 160% | Escalation by 62% | 160% | Escalation by 62% | 162% | Escalation by 62% | 162% | 162% | [5 empty] | 14 | 57.14%
|  | Fly Wet Ash Disposal at 10 km | Escalation by 74% | 175% | Escalation by 74% | 175% | Escalation by 74% | 174% | Escalation by 74% | 174% | 174% | [5 empty] | 20 | 70%
| Type of Wet Ash Disposal | Wet Bottom Ash Disposal at 3 km | Base Cost | 100% | Base Cost | 100% | Base Cost | 100% | Base Cost | 100% | 100%
|  | Wet Bottom Ash Disposal at 5 km | Escalation by 50% | 150% | Escalation by 50% | 150% | Escalation by 50% | 150% | Escalation by 50% | 150% | 150%
|  | Wet Bottom Ash Disposal at 10 km | Escalation by 150% | 250% | Escalation by 150% | 250% | Escalation by 150% | 250% | Escalation by 150% | 250% | 250%
|  | Dry Bottom Ash Disposal | Escalation by 75% | 175% | Escalation by 75% | 175% | Escalation by 75% | 175% | Escalation by 75% | 175% | 175%
| Coal Unloading Mechanism | Track Hoppper | Base Cost | 100% | Base Cost | 100% | Base Cost | 100% | Base Cost | 100% | 100%
|  | Wagon Tippler | Reduction by 30% | 70% | Reduction by 30% | 70% | Reduction by 30% | 70% | Reduction by 30% | 70% | 70%
|  | Conveyor (3 km) | Reduction by 20% | 80% | Reduction by 20% | 80% | Reduction by 20% | 80% | Reduction by 20% | 80% | 80%
|  | Conveyor (5 km) | No Reduction | 100% | No Reduction | 100% | No Reduction | 100% | No Reduction | 100% | 100%
|  | Conveyor (8 km) | Escalation by 20% | 120% | Escalation by 20% | 120% | Escalation by 20% | 120% | Escalation by 20% | 120% | 120%
| Water Level (Civil Works) | Less than 3 meters | Base Cost | 100% | Base Cost | 100% | Base Cost | 100% | Base Cost | 100% | 100%
|  | More than 3 meters | Escalation by 5% | 105% | Escalation by 5% | 105% | Escalation by 5% | 105% | Escalation by 5% | 105% | 105%
| Condensate Cooling Method | Once Through (Sea Water) | Escalation by 80% | 180% | Escalation by 80% | 180% | Escalation by 80% | 180% | Escalation by 80% | 180% | 180%
|  | Natural Draught | Base Cost | 100% | Base Cost | 100% | Base Cost | 100% | Base Cost | 100% | 100%
|  | Induced Draught | Reduction by 20% | 80% | Reduction by 20% | 80% | Reduction by 30 % | 70% | Reduction by 30 % | 70% | 70%
| Desalination / RO Plant (Sea Water) | Reverse Osmosis (RO) Plant | Base Cost | 100% | Base Cost | 100% | No reduction | 100% | No reduction | 100% | 100% |  | 8 |  |  | 37.5%
|  | Desalination Plant (RO Type) | Escalation by 35% | 135% | Escalation by 35% | 135% | Base Cost | 100% | Base Cost | 100% | 100% |  | 11 |  |  | 75%
|  | Desalination Plant (Thermal) | Escalation by 75% | 175% | Escalation by 75% | 175% | Escalation by 35% | 135% | Escalation by 35% | 135% | 135% |  | 14
5
| Transmission Line | 400 kV |  | 0.7 |  | 0.7 | Reduction by 20 % | 70% | Reduction by 30 % | 70% | 0.7 |  | 6.5
|  | 765 kV |  | 1 |  | 1 | Base Cost | 100% | Base Cost | 100% | 1 |  | 9
9
| Completion Schedule | 44 Months | Base Cost | 100% | Base Cost | 100% | 52 Months | 100% | 58 Months | 100% | 100% |  | 13
|  | 47 Months | Escalation by 10% | 110% | Escalation by 10% | 110% | 58 Months | 110% | 64 Months | 110% | 110% |  | 18
[13 empty] | 30 | 9
| Terms of Payment | 10% Advance+ 80% on Delivery+ 5% on Completion+ 5% on operational acceptance | Base Cost | 100% | Base Cost | 100% | Base Cost | 100% | Base Cost | 100% | 100% |  | 50 | 14 | 55.56%
|  | Others | Escalation by 10% | 110% | Escalation by 10% | 110% | Escalation by 10% | 110% | Escalation by 10% | 11% | 11% |  | 9 | 22 | 144.4%
13
| Performance Guarantee Liability | Standard (10% of Contract Value) | Base Cost | 100% | Base Cost | 100% | Base Cost | 100% | Base Cost | 100% | 100% |  | 19.5
|  | Others | Escalation by 5% | 105% | Escalation by 5% | 105% | Escalation by 5% | 105% | Escalation by 5% | 105% | 105%
| Basis of Price (Firm/Escalation-Linked) | Firm Prices | Base Cost | 100% | Base Cost | 100% | Base Cost | 100% | Base Cost | 100% | 100% |  | 23.08%
|  | Adjustable Prices | Escalation by 10% | 110% | Escalation by 10% | 110% | Escalation by 10% | 110% | Escalation by 10% | 110% | 110% |  | 44.44%
44.44%
| Equipment Supplier (Country of Origin) | India | Base Cost | 100% | Base Cost | 100% | Base Cost | 100% | Base Cost | 100% | 100% |  | 61.54%
|  | China | Reduction by 15% | 85% | Reduction by 15% | 85% | Reduction by 15% | 85% | Reduction by 15% | 85% | 85%
|  | European | Escalation by 10% | 105% | Escalation by 10% | 105% | Escalation by 10% | 105% | Escalation by 10% | 110% | 110% |  | 72.22%
|  | Russian/South Korean | Escalation by 5% | 105% | Escalation by 5% | 105% | Escalation by 5% | 105% | Escalation by 5% | 105% | 105% |  | 83.33%
|  | Japan | Escalation by 15% | 115% | Escalation by 15% | 115% | Escalation by 15% | 115% | Escalation by 15% | 115% | 115% |  | 90%
|  | Others (USA etc.) | Escalation by 15% | 115% | Escalation by 15% | 115% | Escalation by 15% | 115% | Escalation by 15% | 115% | 115% |  | 44.44%
61.54%
Dry Fly Ash Disposal at 1 km
Dry Fly Ash Disposal at 2 km
Dry Fly Ash Disposal at 3 km
Wet Bottom Ash Disposal at 2 km
Wet Bottom Ash Disposal at 3 km
Wet Bottom Ash Disposal at 10 km
HCSS at 2 km
HCSS at 3 km
HCSS at 5 km
Fly Wet Ash Disposal at 2 km
Fly Wet Ash Disposal at 3 km
Fly Wet Ash Disposal at 10 km

## ANNEXURE-II
ANNEXURE-II BENCHMARK COST (INR Crore/MW)
Name of package
| UNIT SIZE |  | 500 | 500 | 500 | 500 | 500 | 500 | 600 | 600 | 600 | 600 | 600 | 600 | 660 | 660 | 660 | 660 | 660 | 660 | 800 | 800 | 800 | 800 | 800 | 800 | 800
| NO OF UNITS |  | 1 | 2 | 3 | 4 | 1 | 2 | 1 | 2 | 3 | 4 | 1 | 2 | 1 | 2 | 3 | 4 | 1 | 2 | 1 | 2 | 3 | 4 | 1 | 2 | 4
| TYPE |  | G.field | G.field | G.field | G.field | Ext | Ext | G. field | G. field | G. field | G. field | Ext | Ext | G. field | G. field | G. field | G. field | Ext | Ext | G. field | G. field | G. field | G. field | Ext | Ext | Greenfield
|  |  | 5001G.field | 5002G.field | 5003G.field | 5004G.field | 5001Ext | 5002Ext | 6001G. field | 6002G. field | 6003G. field | 6004G. field | 6001Ext | 6002Ext | 6601G. field | 6602G. field | 6603G. field | 6604G. field | 6601Ext | 6602Ext | 8001G. field | 8002G. field | 8003G. field | 8004G. field | 8001Ext | 8002Ext | 8004Greenfield
| Mandatory Packages | Units
1 | Steam Generator | INR Crores | 1.2545 | 1.2299 | 1.1079 | 1.046 | 1.1693 | 1.144 | 1.1751 | 1.152 | 1.0378 | 0.97976 | 1.0952 | 1.0715 | 1.1704 | 1.1474 | 1.0336 | 0.97583 | 1.0909 | 1.0672 | 1.3652 | 1.3384 | 1.2057 | 1.1383 | 1.2725 | 1.2449 | 0
| - Steam Generator Island | INR Crores | 1.2545 | 1.2299 | 1.1079 | 1.046 | 1.1693 | 1.144 | 1.1751 | 1.152 | 1.0378 | 0.97976 | 1.0952 | 1.0715 | 1.1704 | 1.1474 | 1.0336 | 0.97583 | 1.0909 | 1.0672 | 1.3652 | 1.3384 | 1.2057 | 1.1383 | 1.2725 | 1.2449 | 0
| - ESP | INR Crores | 0 | 0 | 0 |  | 0 | 0 | [13 empty] | 0 |  |  |  |  | 0
0
2 | Turbine Generator Island | INR Crores | 0.77298 | 0.73778 | 0.62552 | 0.62221 | 0.76296 | 0.70377 | 0.81002 | 0.77326 | 0.65524 | 0.65176 | 0.78254 | 0.73982 | 0.74164 | 0.70798 | 0.59993 | 0.59674 | 0.71648 | 0.67737 | 0.93166 | 0.88939 | 0.75365 | 0.74964 | 0.90006 | 0.85093 | 0
| - Turbine Generator Island | INR Crores | 0.77054 | 0.73558 | 0.62331 | 0.62 | 0.7444 | 0.70377 | 0.81002 | 0.77326 | 0.65524 | 0.65176 | 0.78254 | 0.73982 | 0.74164 | 0.70798 | 0.59993 | 0.59674 | 0.71648 | 0.67737 | 0.93166 | 0.88939 | 0.75365 | 0.74964 | 0.90006 | 0.85093 | 0
| - HP/LP Piping | INR Crores | 0.0024376 | 0.0022059 | 0.0022059 | 0.0022059 | 0.018556 | 0 | [13 empty] | 0 |  |  |  |  | 0
0
3 | Water System | INR Crores | 0.22776 | 0.21483 | 0.20795 | 0.20521 | 0.22688 | 0.20781 | 0.16855 | 0.16703 | 0.16218 | 0.16043 | 0.17833 | 0.15557 | 0.15426 | 0.15349 | 0.14721 | 0.14736 | 0.17104 | 0.14053 | 0.1289 | 0.13074 | 0.12715 | 0.12585 | 0.14889 | 0.11754 | 0
| - External Water Supply System | INR Crores | 0.11645 | 0.066821 | 0.06 | 0.056821 | 0.038414 | 0.10325 | 0.076884 | 0.044116 | 0.039613 | 0.037514 | 0.025361 | 0.068164 | 0.071442 | 0.040994 | 0.036809 | 0.034859 | 0.023566 | 0.063339 | 0.056972 | 0.03269 | 0.029353 | 0.027798 | 0.018793 | 0.05051 | 0
| - CW system | INR Crores | 0.027698 | 0.038432 | 0.04 | 0.038432 | 0.028 | 0.020047 | 0.024369 | 0.033812 | 0.035192 | 0.033812 | 0.024634 | 0.017637 | 0.019535 | 0.027106 | 0.028212 | 0.027106 | 0.019748 | 0.014139 | 0.018057 | 0.025055 | 0.026077 | 0.025055 | 0.018254 | 0.013069 | 0
| - Clarification plant | INR Crores | 0.01466 | 0.016616 | 0.02 | 0.016616 | 0.026352 | 0.020103 | 0.014972 | 0.01697 | 0.020426 | 0.01697 | 0.026914 | 0.020531 | 0.010379 | 0.011764 | 0.014159 | 0.011764 | 0.018656 | 0.014232 | 0.011095 | 0.012575 | 0.015136 | 0.012575 | 0.019943 | 0.015214 | 0
| - DM water Plant | INR Crores | 0.013902 | 0.020471 | 0.020471 | 0.020471 | 0.022223 | 0.016262 | 0.012153 | 0.017896 | 0.017896 | 0.017896 | 0.019428 | 0.014216 | 0.01014 | 0.014932 | 0.014932 | 0.014932 | 0.01621 | 0.011862 | 0.0090056 | 0.013261 | 0.013261 | 0.013261 | 0.014396 | 0.010534 | 0
| - Chlorination Plant | INR Crores | 0.015407 | 0.026811 | 0.026811 | 0.026811 | 0.064431 | 0.0086848 | 0.010808 | 0.018808 | 0.018808 | 0.018808 | 0.045199 | 0.0060924 | 0.013527 | 0.023539 | 0.023539 | 0.023539 | 0.056568 | 0.007625 | 0.012014 | 0.020905 | 0.020905 | 0.020905 | 0.050239 | 0.0067718 | 0
| - Effluent Treatment Plant | INR Crores | 0.010339 | 0.013012 | 0.013012 | 0.013012 | 0.014412 | 0.0080098 | 0.010028 | 0.012621 | 0.012621 | 0.012621 | 0.013979 | 0.0077692 | 0.0083673 | 0.010531 | 0.010531 | 0.010531 | 0.011664 | 0.0064824 | 0.0074311 | 0.0093523 | 0.0093523 | 0.0093523 | 0.010359 | 0.0057571 | 0
| - Sewage Treatment Plant | INR Crores | 0.010618 | 0.010618 | 0.010618 | 0.011 | 0.011 | 0.011 | 0 | 0 | 0 | 0 | 0 | 0 | 0 | 0 | 0 |  | 0 | 0 | 0 | 0 | 0 | 0 | 0 | 0 | 0
| - Fire Fighting System | INR Crores | 0.018687 | 0.022049 | 0.017041 | 0.022049 | 0.022049 | 0.020457 | 0.019333 | 0.022811 | 0.01763 | 0.022811 | 0.022811 | 0.021164 | 0.020872 | 0.024627 | 0.019033 | 0.024627 | 0.024627 | 0.022849 | 0.014326 | 0.016903 | 0.013064 | 0.016903 | 0.016903 | 0.015683 | 0
| - Central Monitoring System | INR Crores | 0 | 0 | 0 | 0 | 0 | 0 | [8 empty] | 0 |  |  |  |  | 0 |  |  |  |  | 0
| - Dust Suppression System | INR Crores | 0 | 0 | 0 | 0 | 0 | 0 | [13 empty] | 0 |  |  |  |  | 0
4 | Fuel Oil Handling & Storage system | INR Crores | 0.056034 | 0.047141 | 0.04 | 0.04 | 0.049218 | 0.047091 | 0.059423 | 0.049991 | 0.042419 | 0.042419 | 0.052194 | 0.049938 | 0.090771 | 0.076365 | 0.064797 | 0.064797 | 0.079729 | 0.076284 | 0.065779 | 0.055339 | 0.046956 | 0.046956 | 0.057777 | 0.05528 | 0
0
5 | Ash Handling System | INR Crores | 0.14806 | 0.12543 | 0.12146 | 0.11 | 0.15112 | 0.11 | 0.16723 | 0.14166 | 0.13718 | 0.12424 | 0.17069 | 0.12424 | 0.22384 | 0.18961 | 0.18362 | 0.1663 | 0.22846 | 0.1663 | 0.18512 | 0.15682 | 0.15186 | 0.13753 | 0.18894 | 0.13753 | 0
6 | Coal Handling System | INR Crores | 0.21403 | 0.21304 | 0.207 | 0.205 | 0.21288 | 0.2 | 0.36305 | 0.36138 | 0.35113 | 0.34773 | 0.3611 | 0.33925 | 0.33216 | 0.33063 | 0.32125 | 0.31815 | 0.33038 | 0.31039 | 0.27563 | 0.27436 | 0.26658 | 0.264 | 0.27415 | 0.25756 | 0
7 | Mechanical-Miscellaneous Package | INR Crores | 0.030628 | 0.02968 | 0.02297 | 0.02 | 0.022597 | 0.016354 | 0.02009 | 0.019187 | 0.015245 | 0.012929 | 0.013826 | 0.010097 | 0.037377 | 0.036758 | 0.026522 | 0.022494 | 0.032392 | 0.023178 | 0.023716 | 0.022651 | 0.017997 | 0.015263 | 0.016322 | 0.011919 | 0
| - Air Compressor System | INR Crores | 0.019421 | 0.014186 | 0.0088654 |  | 0.01939 | 0.014855 | 0.012186 | 0.0089013 | 0.0055627 | 0 | 0.012166 | 0.0093211 | 0.026954 | 0.019689 | 0.012304 | 0 | 0.026911 | 0.020617 | 0.014386 | 0.010508 | 0.0065668 | 0 | 0.014362 | 0.011004 | 0
| - AC Ventilation | INR Crores | 0.011183 | 0.012054 | 0.012665 |  |  |  | 0.0078916 | 0.0085062 | 0.0089373 | 0 | 0 | 0 | 0.010382 | 0.011191 | 0.011758 | 0 | 0 | 0 | 0.0093161 | 0.010042 | 0.010551 | 0 | 0 | 0 | 0
| - Workshop, Laboratory Equipment and Monitoring System & Equipment | INR Crores | 2.34e-05 | 0.0034399 | 0.0014397 |  | 0.0032073 | 0.0014987 | 1.2108e-05 | 0.0017799 | 0.00074493 | 0 | 0.0016596 | 0.00077546 | 3.9989e-05 | 0.0058785 | 0.0024603 | 0 | 0.0054811 | 0.0025611 | 1.4293e-05 | 0.0021012 | 0.0008794 | 0 | 0.0019591 | 0.00091544 | 0
8 | Switchyard Package | INR Crores | 0.098707 | 0.098266 | 0.099167 | 0.1 | 0.086551 | 0.072884 | 0.075201 | 0.074865 | 0.075551 | 0.076186 | 0.06594 | 0.055527 | 0.096776 | 0.096343 | 0.097227 | 0.098043 | 0.084858 | 0.071458 | 0.061508 | 0.061233 | 0.061795 | 0.062314 | 0.053933 | 0.045417 | 0
| - Switchyard | INR Crores | 0.098707 | 0.098266 | 0.099167 |  | 0.086551 | 0.072884 | 0.075201 | 0.074865 | 0.075551 | 0 | 0.06594 | 0.055527 | 0.096776 | 0.096343 | 0.097227 |  | 0.084858 |  | 0.061508 | 0.061233 | 0.061795 | 0 | 0.053933 | 0.045417 | 0
0
9 | Transformers, Switchgear, Cables, Cable Facilities, Grounding & Lighting Packages | INR Crores | 0.28884 | 0.29107 | 0.28253 | 0.27 | 0.22181 | 0.21963 | 0.20038 | 0.20122 | 0.19535 | 0.18666 | 0.1535 | 0.15354 | 0.26806 | 0.26925 | 0.26133 | 0.2497 | 0.20582 | 0.20527 | 0.17484 | 0.1755 | 0.17045 | 0.1628 | 0.13343 | 0.13408 | 0
| - Transformers | INR Crores | 0.2247 | 0.22771 | 0.21917 |  | 0.18602 | 0.16892 | 0.15447 | 0.15654 | 0.15067 | 0 | 0.12788 | 0.11613 | 0.20843 | 0.21122 | 0.20329 | 0 | 0.17255 | 0.15669 | 0.13292 | 0.1347 | 0.12965 | 0 | 0.11004 | 0.099929 | 0
| - Switchgear | INR Crores | 0.03172 | 0.030584 | 0.030584 |  | 0.017698 | 0.026352 | 0.022919 | 0.022098 | 0.022098 | 0 | 0.012787 | 0.01904 | 0.029765 | 0.028699 | 0.028699 | 0 | 0.016607 | 0.024728 | 0.020923 | 0.020174 | 0.020174 | 0 | 0.011674 | 0.017382 | 0
| - Cable and Cable Facilities | INR Crores | 0.018176 | 0.015582 | 0.015582 |  | 0.010141 | 0.018299 | 0.014771 | 0.012663 | 0.012663 | 0 | 0.0082415 | 0.014871 | 0.019184 | 0.016445 | 0.016445 | 0 | 0.010703 | 0.019313 | 0.013485 | 0.01156 | 0.01156 | 0 | 0.0075237 | 0.013576 | 0
| - Grounding & Lighting Packages | INR Crores | 0.014248 | 0.017194 | 0.017194 |  | 0.0079494 | 0.0060589 | 0.0082251 | 0.0099259 | 0.0099259 | 0 | 0.0045891 | 0.0034978 | 0.010682 | 0.012891 | 0.012891 | 0 | 0.0059598 | 0.0045425 | 0.0075088 | 0.0090614 | 0.0090614 | 0 | 0.0041894 | 0.0031931 | 0
0
10 | Emergency DG Set | INR Crores | 0.0029986 | 0.0033288 | 0.0023359 | 0.0023359 | 0.0024541 | 0.0024076 | 0.0022365 | 0.0024828 | 0.0017422 | 0.0017422 | 0.0018304 | 0.0017957 | 0.0041392 | 0.0045951 | 0.0032244 | 0.0032244 | 0.0033876 | 0.0033235 | 0.0026132 | 0.002901 | 0.0020356 | 0.0020356 | 0.0021386 | 0.0020982 | 0
| - Emergency DG Set | INR Crores | 0.0029986 | 0.0033288 | 0.0023359 | 0.0023359 | 0.0024541 | 0.0024076 | 0.0022365 | 0.0024828 | 0.0017422 | 0.0017422 | 0.0018304 | 0.0017957 | 0.0041392 | 0.0045951 | 0.0032244 | 0.0032244 | 0.0033876 | 0.0033235 | 0.0026132 | 0.002901 | 0.0020356 | 0.0020356 | 0.0021386 | 0.0020982 | 0
0
11 | C & I Package | INR Crores | 0.04 | 0.036633 | 0.03697 | 0.04 | 0.040423 | 0.040325 | 0.034426 | 0.031528 | 0.031818 | 0.034426 | 0.03479 | 0.034705 | 0.04843 | 0.044353 | 0.04476 | 0.04843 | 0.048942 | 0.048823 | 0.048848 | 0.044737 | 0.045147 | 0.048848 | 0.049365 | 0.049245 | 0
| - C & I Package | INR Crores | 0.04 | 0.036633 | 0.03697 | 0.04 | 0.040423 | 0.040325 | 0.034426 | 0.031528 | 0.031818 | 0.034426 | 0.03479 | 0.034705 | 0.04843 | 0.044353 | 0.04476 | 0.04843 | 0.048942 | 0.048823 | 0.048848 | 0.044737 | 0.045147 | 0.048848 | 0.049365 | 0.049245 | 0
0
12 | Chimney | INR Crores | 0.054521 | 0.04699 | 0.041694 | 0.04 | 0.056738 | 0.051543 | 0.04641 | 0.039999 | 0.035491 | 0.034049 | 0.048297 | 0.043875 | 0.072299 | 0.062312 | 0.05529 | 0.053043 | 0.075239 | 0.06835 | 0.047895 | 0.041279 | 0.036627 | 0.035139 | 0.049842 | 0.045279 | 0
| - Chimney | INR Crores | 0.054521 | 0.04699 | 0.041694 | 0.04 | 0.056738 | 0.051543 | 0.04641 | 0.039999 | 0.035491 | 0.034049 | 0.048297 | 0.043875 | 0.072299 | 0.062312 | 0.05529 | 0.053043 | 0.075239 | 0.06835 | 0.047895 | 0.041279 | 0.036627 | 0.035139 | 0.049842 | 0.045279 | 0
0
13 | Civil Works | INR Crores | 0.91061 | 0.90366 | 0.8858 | 0.85 | 0.84779 | 0.74175 | 0.57621 | 0.58037 | 0.62357 | 0.54591 | 0.5316 | 0.50336 | 0.49438 | 0.48372 | 0.80213 | 0.70223 | 0.76772 | 0.67169 | 0.6286 | 0.62565 | 0.64108 | 0.5885 | 0.58037 | 0.52637 | 0
| SG Area Civil Work | INR Crores | 0.38363 | 0.44216 | 0.70686 |  | 0.35065 | 0.50448 | 0.27989 | 0.32259 | 0.51571 | 0 | 0.25583 | 0.36806 | 0.24197 | 0.27889 | 0.44585 | 0 |  |  | 0.27883 | 0.32137 | 0.51376 | 0 | 0.25486 | 0.36667 | 0
| TG Area Civil Work | INR Crores | 0.12863 | 0.11807 | 0 |  | 0.14095 | 0.040592 | 0.068548 | 0.062923 | 0 | 0 | 0.075113 | 0.021632 |  |  | 0.086965 |  |  |  | 0.080911 | 0.074271 | 0 | 0 | 0.08866 | 0.025533 | 0
| CW system | INR Crores | 0 | 0 | 0 |  | 0 | 0 |  | 0 | [6 empty] | 0 |  |  |  |  | 0 |  |  |  |  | 0
| DM water Plant | INR Crores | 0 | 0 | 0 |  | 0 | 0 |  | 0 | [6 empty] | 0 |  |  |  |  | 0 |  |  |  |  | 0
| Clarification plant | INR Crores | 0 | 0 | 0 |  | 0 | 0 |  | 0 | [6 empty] | 0 |  |  |  |  | 0 |  |  |  |  | 0
| Chlorination plant | INR Crores | 0 | 0 | 0 |  | 0 | 0 |  | 0 | [6 empty] | 0 |  |  |  |  | 0 |  |  |  |  | 0
| Fuel Handiling & Storage System | INR Crores | 0.0018943 | 0.0016286 | 0 |  | 0.0023702 | 0.0013336 | 0.0010778 | 0.00092661 | 0 | 0 | 0.0013485 | 0.00075875 |  |  | 0.0012807 |  |  |  | 0.0012721 | 0.0010937 | 0 | 0 | 0.0015918 | 0.0008956 | 0
| Coal Handling Plant | INR Crores | 0 | 0 | 0 |  | 0 | 0 |  | 0 | [6 empty] | 0 |  |  |  |  | 0 |  |  |  |  | 0
| Ash Handling System | INR Crores | 0.25846 | 0.20974 | 0.17894 |  | 0.20116 | 0.13992 | 0.1558 | 0.12643 | 0.10786 | 0 | 0.12126 | 0.084344 | 0.2524 | 0.20483 | 0.17474 |  |  |  | 0.1839 | 0.14924 | 0.12732 | 0 | 0.14313 | 0.099556 | 0
| Ash disposal area development | INR Crores | 0.036353 | 0.037988 | 0 |  | 0.045487 | 0.016357 | 0.017018 | 0.017783 | 0 | 0 | 0.021293 | 0.0076569 |  |  | 0.024577 |  |  |  | 0.020087 | 0.02099 | 0 | 0 | 0.025134 | 0.0090379 | 0
| Fire fighting System | INR Crores | 0 | 0 | 0 |  | 0 | 0 |  | 0 | [6 empty] | 0 |  |  |  |  | 0 |  |  |  |  | 0
| Temp. construction & enabling works | INR Crores | 0.009605 | 0.010329 | 0 |  | 0.012018 | 0.0037371 | 0.004369 | 0.0046985 | 0 | 0 | 0.0054668 | 0.0016999 |  |  | 0.0064937 |  |  |  | 0.005157 | 0.0055459 | 0 | 0 | 0.0064528 | 0.0020065 | 0
| Road & Drainage | INR Crores | 0.01234 | 0.010581 | 0 |  | 0.015441 | 0.010182 | 0.0070407 | 0.0060366 | 0 | 0 | 0.0088097 | 0.0058092 |  |  | 0.0083432 |  |  |  | 0.0083105 | 0.0071254 | 0 | 0 | 0.010399 | 0.0068569 | 0
| Off site civil works | INR Crores | 0.03345 | 0.030705 | 0 |  | 0.031855 | 0.010556 | 0.017826 | 0.016363 | 0 | 0 | 0.016976 | 0.0056253 |  |  | 0.022615 |  |  |  | 0.021041 | 0.019314 | 0 | 0 | 0.020037 | 0.0066399 | 0
| Raw water reservoir | INR Crores | 0.046242 | 0.042447 | 0 |  | 0.04786 | 0.014593 | 0.024643 | 0.02262 | 0 | 0 | 0.025505 | 0.0077765 |  |  | 0.031263 |  |  |  | 0.029087 | 0.0267 | 0 | 0 | 0.030105 | 0.009179 | 0
0
14 | Initial Spares | INR Crores | 0.11662 | 0.11902 | 0.11745 | 0.12 | 0.10837 | 0.080161 | 0.10926 | 0.11151 | 0.11004 | 0.11243 | 0.10153 | 0.075103 | 0.13981 | 0.14269 | 0.1408 | 0.14386 | 0.12992 | 0.096098 | 0.1835 | 0.18728 | 0.18481 | 0.18881 | 0.17052 | 0.12613 | 0
| - Initial Spares | INR Crores | 0.11662 | 0.11902 | 0.11745 | 0.12 | 0.10837 | 0.080161 | 0.10926 | 0.11151 | 0.11004 | 0.11243 | 0.10153 | 0.075103 | 0.13981 | 0.14269 | 0.1408 | 0.14386 | 0.12992 | 0.096098 | 0.1835 | 0.18728 | 0.18481 | 0.18881 | 0.17052 | 0.12613 | 0
15 | Cooling Tower | INR Crores | 0.18161 | 0.16606 | 0.16089 | 0.16 | 0.17963 | 0.16328 | 0.13931 | 0.12738 | 0.12342 | 0.12273 | 0.13779 | 0.12525 | 0.19861 | 0.1816 | 0.17595 | 0.17498 | 0.19645 | 0.17857 | 0.12211 | 0.11166 | 0.10818 | 0.10758 | 0.12078 | 0.10979 | 0
| - Cooling Tower | INR Crores | 0.18161 | 0.16606 | 0.16089 | 0.16 | 0.17963 | 0.16328 | 0.13931 | 0.12738 | 0.12342 | 0.12273 | 0.13779 | 0.12525 | 0.19861 | 0.1816 | 0.17595 | 0.17498 | 0.19645 | 0.17857 | 0.12211 | 0.11166 | 0.10818 | 0.10758 | 0.12078 | 0.10979 | 0
| Total-Mandatory |  | 4.3979 | 4.2628 | 3.9597 | 3.8308 | 4.1387 | 3.801 | 3.9469 | 3.8339 | 3.5982 | 3.4334 | 3.7292 | 3.4836 | 4.0729 | 3.9271 | 3.9577 | 3.7652 | 4.1617 | 3.8049 | 4.246 | 4.1179 | 3.82 | 3.6736 | 4.019 | 3.7141 | 0
Optional Packages (Includes Equipment Cost and Associated Civil Works)
1 | Desalination Plant | INR Crores | 0.13 | 0.12334 | 0.11 | 0.1 | 0.13 | 0.12 | 0.12334 | 0.11 | 0.1 | 0.13 | 0.12 | 0.12334 | 0.094896 | 0.090035 | 0.080296 | 0.072997 | 0.094896 | 0.087596 | 0.094896 | 0.090035 | 0.080296 | 0.072997 | 0.094896 | 0.087596 | 0
| - Desalination Plant | INR Crores | 0.13 | 0.12334 | 0.11 | 0.1 | 0.13 | 0.12 | 0.12334 | 0.11 | 0.1 | 0.13 | 0.12 | 0.12334 | 0.094896 | 0.090035 | 0.080296 | 0.072997 | 0.094896 | 0.087596 | 0.094896 | 0.090035 | 0.080296 | 0.072997 | 0.094896 | 0.087596 | 0
2 | MGR | INR Crores | 0.051587 | 0.051587 | 0.04 | 0.04 | 0.061935 | 0.048775 | 0.018043 | 0.018043 | 0.013991 | 0.013991 | 0.021662 | 0.01706 | 0.032165 | 0.032165 | 0.02494 | 0.02494 | 0.038617 | 0.030412 | 0.032165 | 0.032165 | 0.02494 | 0.02494 | 0.038617 | 0.030412 | 0
| - MGR | INR Crores | 0.051587 | 0.051587 | 0.04 | 0.04 | 0.061935 | 0.048775 | 0.018043 | 0.018043 | 0.013991 | 0.013991 | 0.021662 | 0.01706 | 0.032165 | 0.032165 | 0.02494 | 0.02494 | 0.038617 | 0.030412 | 0.032165 | 0.032165 | 0.02494 | 0.02494 | 0.038617 | 0.030412 | 0
3 | Railway Siding | INR Crores | 0.15438 | 0.13927 | 0.11992 | 0.1 | 0.1 | 0.12 | 0.15438 | 0.13927 | 0.11992 | 0.1 | 0.1 | 0.12 | 0.15438 | 0.13927 | 0.11992 | 0.1 | 0.1 | 0.12 | 0.15438 | 0.13927 | 0.11992 | 0.1 | 0.1 | 0.12 | 0
| - Railway Siding | INR Crores | 0.15438 | 0.13927 | 0.11992 | 0.1 | 0.1 | 0.12 | 0.15438 | 0.13927 | 0.11992 | 0.1 | 0.1 | 0.12 | 0.15438 | 0.13927 | 0.11992 | 0.1 | 0.1 | 0.12 | 0.15438 | 0.13927 | 0.11992 | 0.1 | 0.1 | 0.12 | 0
0
4 | Coal Unloading Equipment and Jetty | INR Crores | 0.15 | 0.14738 | 0.2 | 0.2 | 0.15 | 0.15 | 0.15 | 0.14738 | 0.2 | 0.2 | 0.15 | 0.15 | 0.15 | 0.14738 | 0.2 | 0.2 | 0.15 | 0.15 | 0.15 | 0.14738 | 0.2 | 0.2 | 0.15 | 0.15 | 0
| - Coal Jetty | INR Crores | 0.15 | 0.14738 | 0.2 | 0.2 | 0.15 | 0.15 | 0.15 | 0.14738 | 0.2 | 0.2 | 0.15 | 0.15 | 0.15 | 0.14738 | 0.2 | 0.2 | 0.15 | 0.15 | 0.15 | 0.14738 | 0.2 | 0.2 | 0.15 | 0.15 | 0
0
5 | Rolling Stock/Locomotive | INR Crores | 0.047085 | 0.042646 | 0.040094 | 0.04 | 0.049009 | 0.037002 | 0.02842 | 0.025741 | 0.024201 | 0.024144 | 0.029582 | 0.022334 | 0.041785 | 0.037846 | 0.035581 | 0.035498 | 0.043493 | 0.032837 | 0.041785 | 0.037846 | 0.035581 | 0.035498 | 0.043493 | 0.032837 | 0
| - Rolling Stock/Locomotive | INR Crores | 0.047085 | 0.042646 | 0.040094 | 0.04 | 0.049009 | 0.037002 | 0.02842 | 0.025741 | 0.024201 | 0.024144 | 0.029582 | 0.022334 | 0.041785 | 0.037846 | 0.035581 | 0.035498 | 0.043493 | 0.032837 | 0.041785 | 0.037846 | 0.035581 | 0.035498 | 0.043493 | 0.032837 | 0
0
6 | FGD Plant | INR Crores | 0.18 | 0.17925 | 0.18 | 0.18 | 0.18 | 0.18 | 0.18 | 0.17925 | 0.18 | 0.18 | 0.18 | 0.18 | 0.18 | 0.17925 | 0.18 | 0.18 | 0.18 | 0.18 | 0.18 | 0.17925 | 0.18 | 0.18 | 0.18 | 0.18 | 0
| - FGD Plant | INR Crores | 0.18 | 0.17925 | 0.18 | 0.18 | 0.18 | 0.18 | 0.18 | 0.17925 | 0.18 | 0.18 | 0.18 | 0.18 | 0.18 | 0.17925 | 0.18 | 0.18 | 0.18 | 0.18 | 0.18 | 0.17925 | 0.18 | 0.18 | 0.18 | 0.18 | 0
0
7 | Township & Colony | INR Crores | 0.14216 | 0.086945 | 0.082522 | 0.06 | 0.083052 | 0.045777 | 0.10152 | 0.062094 | 0.058935 | 0.04285 | 0.059313 | 0.032693 | 0.14786 | 0.090432 | 0.085831 | 0.062406 | 0.086382 | 0.047613 | 0.14786 | 0.090432 | 0.085831 | 0.062406 | 0.086382 | 0.047613 | 0
| - Township & Colony | INR Crores | 0.14216 | 0.086945 | 0.082522 | 0.06 | 0.083052 | 0.045777 | 0.10152 | 0.062094 | 0.058935 | 0.04285 | 0.059313 | 0.032693 | 0.14786 | 0.090432 | 0.085831 | 0.062406 | 0.086382 | 0.047613 | 0.14786 | 0.090432 | 0.085831 | 0.062406 | 0.086382 | 0.047613 | 0
0
8 | Transmission Line Cost till Tie Point | INR Crores | 0 | 0 | 0 | 0 | 0 | 0 | [18 empty] | 0
| - Transmission Line Cost till Tie Point | INR Crores | [14 empty] | 0 |  |  |  |  | 0
| Total-Optional |  | 0.85521 | 0.77042 | 0.77254 | 0.72 | 0.754 | 0.70155 | 0.75571 | 0.68178 | 0.69705 | 0.69098 | 0.66056 | 0.64543 | 0.80108 | 0.71637 | 0.72657 | 0.67584 | 0.69339 | 0.64846 | 0.80108 | 0.71637 | 0.72657 | 0.67584 | 0.69339 | 0.64846
|  |  | 4.3979 | 4.2628 | 3.9597 | 3.8308 | 4.1387 | 3.801 | 3.9469 | 3.8339 | 3.5982 | 3.4334 | 3.7292 | 3.4836 | 4.0729 | 3.9271 | 3.9577 | 3.7652 | 4.1617 | 3.8049 | 4.246 | 4.1179 | 3.82 | 3.6736 | 4.019 | 3.7141 | 0
| Taxes and Duties | INR Crores
| - Taxes and Duties | INR Crores
| - Custom Duty | INR Crores
| Total Hard Cost (Including Taxes) | INR Crores
Dry Fly Ash Disposal at 1 km
Dry Fly Ash Disposal at 2 km
Dry Fly Ash Disposal at 3 km
Wet Bottom Ash Disposal at 2 km
Wet Bottom Ash Disposal at 3 km
Wet Bottom Ash Disposal at 10 km
HCSS at 2 km
HCSS at 3 km
HCSS at 5 km
Fly Wet Ash Disposal at 2 km
Fly Wet Ash Disposal at 3 km
Fly Wet Ash Disposal at 10 km